## Assets
Assets
ERN | Name | Location | Types | Citect ID | Model | Valve Number | Placement | AR Marker | Drawing IDs | Drawing Reference | Relationship 1 | Parent 1 | Relationship 2 | Parent 2 | Relationship 3 | Parent 3 | Relationship 4 | Parent 4 | Relationship 5 | Parent 5 | Property Name 1 | Property Value 1 | References
AG4-1 | Coal Thickener Agitator | The Washery / Fine Coal / Filtration | Unmonitored Agitator | AG4_1 |  |  |  |  | 10023 | C2 | AC Power | AG4-1 Drive A,AG4-1 Drive B |  |  | Monitors | AG4-1 Drive A, AG4-1 Drive B
| AG4-1 Drive A | AG4-1 | Fixed Speed Drive | AG4_1_1 |  |  |  |  | 10023 | C2
| AG4-1 Drive B | AG4-1 | Fixed Speed Drive | AG4_1_2 |  |  |  |  | 10023 | C2
AG4-11 | FB-C Concentrate Sump Agitator | TK4-11 | Agitator | AG4_11 |  |  |  |  | 10047 | B5 | AC Power | AG4-11 Drive | Monitors | AG4-11 Drive
| AG4-11 Drive | AG4-11 | Fixed Speed Drive | AG4_11 |  |  |  |  | 10047 | G7
AG4-16 | Filter Feed Sump Agitator | TK4-1 | Agitator | AG4_16 |  |  | 509.0, 346.3, 34.7¦35.7, 21.4, 37.1¦0.0, 0.0, 0.0 |  | 10023 | C2 | AC Power | AG4-16 Drive | Monitors | AG4-16 Drive
| AG4-16 Drive | AG4-16 | Fixed Speed Drive | AG4_16 |  |  |  |  | 10023 | C2
AG4-4A1 | Flotation Cell Agitator A1 | The Washery / Fine Coal / Flotation / Bank A / FB-A Primary Tank | Agitator | AG4_4A1 |  |  | 532.53, 605.29,100¦10.924028396606,10.924028396606,10.924028396606¦0,0,0 | 13 | 10046 | C2 | Blower Air | PI4-4A.1 | Monitors | AG4-4A1 Drive | AC Power | AG4-4A1 Drive | Integrated | FB-A Primary Tank
| AG4-4A1 Drive | AG4-4A1 | Fixed Speed Drive | AG4_4A1 |  |  |  |  | 10046 | C2
AG4-4A2 | Flotation Cell Agitator A2 | The Washery / Fine Coal / Flotation / Bank A / FB-A Primary Tank | Agitator | AG4_4A2 |  |  | 532.5, 630.9, 100.0¦10.9, 10.9, 10.9¦0.0, 0.0, 0.0 | 14 | 10046 | C2 | Profile | AG4-4A1 | Blower Air | PI4-4A.2 | Monitors | AG4-4A2 Drive | AC Power | AG4-4A2 Drive | Integrated | FB-A Primary Tank
| AG4-4A2 Drive | AG4-4A2 | Fixed Speed Drive | AG4_4A2 |  |  |  |  | 10046 | C2 |  |  | Profile | AG4-4A1 Drive
AG4-4A3 | Flotation Cell Agitator A3 | The Washery / Fine Coal / Flotation / Bank A / FB-A Primary Tank | Agitator | AG4_4A3 |  |  | 532.5, 656.5, 100.0¦10.9, 10.9, 10.9¦0.0, 0.0, 0.0 | 15 | 10046 | C3 | Profile | AG4-4A2 | Blower Air | PI4-4A.3 | Monitors | AG4-4A3 Drive | AC Power | AG4-4A3 Drive | Integrated | FB-A Primary Tank
| AG4-4A3 Drive | AG4-4A3 | Fixed Speed Drive | AG4_4A3 |  |  |  |  | 10046 | C3 |  |  | Profile | AG4-4A2 Drive
AG4-4A4 | Flotation Cell Agitator A4 | The Washery / Fine Coal / Flotation / Bank A / FB-A Secondary Tank | Agitator | AG4_4A4 |  |  | 532.5, 697.5, 100.0¦10.9, 10.9, 10.9¦0.0, 0.0, 0.0 | 16 | 10046 | C4 | Profile | AG4-4A3 | Blower Air | PI4-4A.4 | Monitors | AG4-4A4 Drive | AC Power | AG4-4A4 Drive | Integrated | FB-A Secondary Tank
| AG4-4A4 Drive | AG4-4A4 | Fixed Speed Drive | AG4_4A4 |  |  |  |  | 10046 | C4 |  |  | Profile | AG4-4A3 Drive
AG4-4A5 | Flotation Cell Agitator A5 | The Washery / Fine Coal / Flotation / Bank A / FB-A Secondary Tank | Agitator | AG4_4A5 |  |  | 532.5, 722.7, 100.0¦10.9, 10.9, 10.9¦0.0, 0.0, 0.0 | 17 | 10046 | C5 | Profile | AG4-4A4 | Blower Air | PI4-4A.5 | Monitors | AG4-4A5 Drive | AC Power | AG4-4A5 Drive | Integrated | FB-A Secondary Tank
| AG4-4A5 Drive | AG4-4A5 | Fixed Speed Drive | AG4_4A5 |  |  |  |  | 10046 | C5 |  |  | Profile | AG4-4A4 Drive
AG4-4A6 | Flotation Cell Agitator A6 | The Washery / Fine Coal / Flotation / Bank A / FB-A Secondary Tank | Agitator | AG4_4A6 |  |  | 532.5, 750.8, 100.0¦10.9, 10.9, 10.9¦0.0, 0.0, 0.0 | 18 | 10046 | C6 | Profile | AG4-4A5 | Blower Air | PI4-4A.6 | Monitors | AG4-4A6 Drive | AC Power | AG4-4A6 Drive | Integrated | FB-A Secondary Tank
| AG4-4A6 Drive | AG4-4A6 | Fixed Speed Drive | AG4_4A6 |  |  |  |  | 10046 | C6 |  |  | Profile | AG4-4A5 Drive
AG4-4B1 | Flotation Cell Agitator B1 | The Washery / Fine Coal / Flotation / Bank B / FB-B Primary Tank | Agitator | AG4_4B1 |  |  | 596.0, 605.3, 100.0¦10.9, 10.9, 10.9¦0.0, 0.0, 0.0 | 19 | 10046 | C2 | Blower Air | PI4-4B.1 | Monitors | AG4-4B1 Drive | AC Power | AG4-4B1 Drive | Integrated | FB-B Primary Tank
| AG4-4B1 Drive | AG4-4B1 | Fixed Speed Drive | AG4_4B1 |  |  |  |  | 10046 | C2
AG4-4B2 | Flotation Cell Agitator B2 | The Washery / Fine Coal / Flotation / Bank B / FB-B Primary Tank | Agitator | AG4_4B2 |  |  | 596.0, 630.9, 100.0¦10.9, 10.9, 10.9¦0.0, 0.0, 0.0 | 20 | 10046 | C2 | Profile | AG4-4B1 | Blower Air | PI4-4B.2 | Monitors | AG4-4B2 Drive | AC Power | AG4-4B2 Drive | Integrated | FB-B Primary Tank
| AG4-4B2 Drive | AG4-4B2 | Fixed Speed Drive | AG4_4B2 |  |  |  |  | 10046 | C2 |  |  | Profile | AG4-4B1 Drive
AG4-4B3 | Flotation Cell Agitator B3 | The Washery / Fine Coal / Flotation / Bank B / FB-B Primary Tank | Agitator | AG4_4B3 |  |  | 596.0, 658.6, 100.0¦10.9, 10.9, 10.9¦0.0, 0.0, 0.0 | 21 | 10046 | C3 | Profile | AG4-4B2 | Blower Air | PI4-4B.3 | Monitors | AG4-4B3 Drive | AC Power | AG4-4B3 Drive | Integrated | FB-B Primary Tank
| AG4-4B3 Drive | AG4-4B3 | Fixed Speed Drive | AG4_4B3 |  |  |  |  | 10046 | C3 |  |  | Profile | AG4-4B2 Drive
AG4-4B4 | Flotation Cell Agitator B4 | The Washery / Fine Coal / Flotation / Bank B / FB-B Secondary Tank | Agitator | AG4_4B4 |  |  | 596.0, 697.5, 100.0¦10.9, 10.9, 10.9¦0.0, 0.0, 0.0 | 22 | 10046 | C4 | Profile | AG4-4B3 | Blower Air | PI4-4B.4 | Monitors | AG4-4B4 Drive | AC Power | AG4-4B4 Drive | Integrated | FB-B Secondary Tank
| AG4-4B4 Drive | AG4-4B4 | Fixed Speed Drive | AG4_4B4 |  |  |  |  | 10046 | C4 |  |  | Profile | AG4-4B3 Drive
AG4-4B5 | Flotation Cell Agitator B5 | The Washery / Fine Coal / Flotation / Bank B / FB-B Secondary Tank | Agitator | AG4_4B5 |  |  | 596.0, 724.2, 100.0¦10.9, 10.9, 10.9¦0.0, 0.0, 0.0 | 23 | 10046 | C5 | Profile | AG4-4B4 | Blower Air | PI4-4B.5 | Monitors | AG4-4B5 Drive | AC Power | AG4-4B5 Drive | Integrated | FB-B Secondary Tank
| AG4-4B5 Drive | AG4-4B5 | Fixed Speed Drive | AG4_4B5 |  |  |  |  | 10046 | C5 |  |  | Profile | AG4-4B4 Drive
AG4-4B6 | Flotation Cell Agitator B6 | The Washery / Fine Coal / Flotation / Bank B / FB-B Secondary Tank | Agitator | AG4_4B6 |  |  | 596.0, 746.6, 100.0¦10.9, 10.9, 10.9¦0.0, 0.0, 0.0 | 24 | 10046 | C6 | Profile | AG4-4B5 | Blower Air | PI4-4B.6 | Monitors | AG4-4B6 Drive | AC Power | AG4-4B6 Drive | Integrated | FB-B Secondary Tank
| AG4-4B6 Drive | AG4-4B6 | Fixed Speed Drive | AG4_4B6 |  |  |  |  | 10046 | C6 |  |  | Profile | AG4-4B5 Drive
AG4-4C1 | Flotation Cell Agitator C1 | The Washery / Fine Coal / Flotation / Bank C / FB-C Primary Tank | Agitator | AG4_4C1 |  |  | 447.15, 500.71,100¦9.6362180709839,9.6362180709839,9.6362180709839¦0,0,0 | 25 | 10047 | C4 | Blower Air | PI4-4C.1 | AC Power | AG4-4C1 Drive | Monitors | AG4-4C1 Drive | Integrated | FB-C Primary Tank
| AG4-4C1 Drive | AG4-4C1 | Fixed Speed Drive | AG4_4C1 |  |  |  |  | 10047 | C4
AG4-4C2 | Flotation Cell Agitator C2 | The Washery / Fine Coal / Flotation / Bank C / FB-C Primary Tank | Agitator | AG4_4C2 |  |  | 447.2, 473.5, 100.0¦9.6, 9.6, 9.6¦0.0, 0.0, 0.0 | 26 | 10047 | C5 | Profile | AG4-4C1 | Blower Air | PI4-4C.2 | Monitors | AG4-4C2 Drive | AC Power | AG4-4C2 Drive | Integrated | FB-C Primary Tank
| AG4-4C2 Drive | AG4-4C2 | Fixed Speed Drive | AG4_4C2 |  |  |  |  | 10047 | C4 |  |  | Profile | AG4-4C1 Drive
AG4-4C3 | Flotation Cell Agitator C3 | The Washery / Fine Coal / Flotation / Bank C / FB-C Primary Tank | Agitator | AG4_4C3 |  |  | 447.2, 446.2, 100.0¦9.6, 9.6, 9.6¦0.0, 0.0, 0.0 | 27 | 10047 | B5 | Profile | AG4-4C2 | Blower Air | PI4-4C.3 | Monitors | AG4-4C3 Drive | AC Power | AG4-4C3 Drive | Integrated | FB-C Primary Tank
| AG4-4C3 Drive | AG4-4C3 | Fixed Speed Drive | AG4_4C3 |  |  |  |  | 10047 | B5 |  |  | Profile | AG4-4C2 Drive
AG4-4C4 | Flotation Cell Agitator C4 | The Washery / Fine Coal / Flotation / Bank C / FB-C Secondary Tank | Agitator | AG4_4C4 |  |  | 447.2, 409.4, 100.0¦9.6, 9.6, 9.6¦0.0, 0.0, 0.0 | 28 | 10047 | C7 | Profile | AG4-4C3 | Blower Air | PI4-4C.4 | Monitors | AG4-4C4 Drive | AC Power | AG4-4C4 Drive | Integrated | FB-C Secondary Tank
| AG4-4C4 Drive | AG4-4C4 | Fixed Speed Drive | AG4_4C4 |  |  |  |  | 10047 | C7 |  |  | Profile | AG4-4C3 Drive
AG4-4C5 | Flotation Cell Agitator C5 | The Washery / Fine Coal / Flotation / Bank C / FB-C Secondary Tank | Agitator | AG4_4C5 |  |  | 447.2, 381.4, 100.0¦9.6, 9.6, 9.6¦0.0, 0.0, 0.0 | 29 | 10047 | B7 | Profile | AG4-4C4 | Blower Air | PI4-4C.5 | Monitors | AG4-4C5 Drive | AC Power | AG4-4C5 Drive | Integrated | FB-C Secondary Tank
| AG4-4C5 Drive | AG4-4C5 | Fixed Speed Drive | AG4_4C5 |  |  |  |  | 10047 | B7 |  |  | Profile | AG4-4C4 Drive
AG4-4C6 | Flotation Cell Agitator C6 | The Washery / Fine Coal / Flotation / Bank C / FB-C Secondary Tank | Agitator | AG4_4C6 |  |  | 447.2, 356.1, 100.0¦9.6, 9.6, 9.6¦0.0, 0.0, 0.0 | 30 | 10047 | C8 | Profile | AG4-4C5 | Blower Air | PI4-4C.6 | Monitors | AG4-4C6 Drive | AC Power | AG4-4C6 Drive | Integrated | FB-C Secondary Tank
| AG4-4C6 Drive | AG4-4C6 | Fixed Speed Drive | AG4_4C6 |  |  |  |  | 10047 | C8 |  |  | Profile | AG4-4C5 Drive
AT4-14.1 | Concentrate Analyser | TK4-14 | Transmitter | AT4_14_1 |  |  |  |  | 10022 | C8
AT4-38.1 | Tailings Analyser | TK4-38 | Transmitter | AT4_38_1 |  |  |  |  | 10026 | B8
BX3-13C | Correct Medium Box | The Washery / Small Coal / Primary DMC / DMC Drain and Rinse | Box | BX3_13C
BX3-14 | Clean Coal Sieve Bend | The Washery / Small Coal / Primary DMC / DMC Drain and Rinse | Box | BX3_14 |  |  |  |  | 10014 | E6
BX4-13A | Concentrate Cyclone Overflow Box | The Washery / Fine Coal / Thickening / Concentrate Thickener | Box | BX4_13A |  |  |  |  | 10022 | C7 | Concentrate (Product) | CY4-13A
BX4-13B | Concentrate Cyclone Underflow Box | The Washery / Fine Coal / Thickening / Concentrate Thickener | Box | BX4_13B |  |  |  |  | 10022 | E5 | Reject (Product) | CY4-13A
BX4-32A | Tailings Classifying Cyclone Overflow Box | The Washery / Fine Coal / Thickening / Tailings Thickener | Distributor Box | BX4_32A |  |  | 451.0, 205.2, 97.2¦28.2, 5.8, 10.9¦0.0, 0.0, 0.0 |  | 10027 | C11 | Tailings (Product) | CY4-32A,CY4-32B,CY4-32C,CY4-32D,CY4-32E,CY4-32F,CY4-32G,CY4-32G,CY4-32H
BX4-32B | Tailings Classifying Cyclone Feed Box | The Washery / Fine Coal / Thickening / Tailings Thickener | Distributor Box | BX4_32B |  |  |  |  | 10027 | D8 | Tailings (Product) | PU4-31C | Monitors | PT4-32.2 | [6 empty] | Pressure - Slurry | 0
CH4-32C | Oversize Chute C | The Washery / Fine Coal / Thickening / Tailings Thickener | Chute Type 3 | CH4_32C |  |  |  |  | 10027 | C4 | Tailings - Oversized (Product) | CY4-32E | Profile | CH4-32A
CH4-32A | Tailings Cyclone Underflow Discharge Chute | The Washery / Fine Coal / Thickening / Tailings Thickener | Chute Type 3 | CH4_32A |  |  |  |  | 10027 | F4 | Tailings - Oversized (Product) | CY4-32A
CH4-34 | Tailings Oversize Screen Chute | The Washery / Fine Coal / Thickening / Tailings Thickener | Chute Type 3 | CH4_34 |  |  |  |  | 10026 | E5 | Clarified Water | V2820, V2819
CT4-4A.1 | FB-A Clarity Transmitter | The Washery / Fine Coal / Flotation / Bank A | Clarity Transmitter | CT4_4A_1 |  |  |  |  | 10046 | E6
CT4-4B.1 | FB-B Clarity Transmitter | The Washery / Fine Coal / Flotation / Bank B | Clarity Transmitter | CT4_4B_1 |  |  |  |  | 10046 | E12
CT4-4C.1 | FB-C Clarity Transmitter | The Washery / Fine Coal / Flotation / Bank C | Clarity Transmitter | CT4_4C_1 |  |  |  |  | 10047 | D9
CY3-10A.1 | Primary Dense Medium Cyclone A1 | The Washery / Small Coal / Primary DMC / DMC Module A | Cyclone | CY3_10A_1 |  |  | 758.2, 201.6, 100.0¦7.8, 19.3, 7.8¦0.0, 0.0, 0.0 |  | 10012 | C7 | Coal (Product) | PT3-10A.1
CY3-10A.2 | Primary Dense Medium Cyclone A2 | The Washery / Small Coal / Primary DMC / DMC Module A | Cyclone | CY3_10A_2 |  |  | 726.3, 201.6, 100.0¦7.8, 19.3, 7.8¦0.0, 0.0, 0.0 |  | 10012 | C8 | Profile | CY3-10A.1 | Coal (Product) | PT3-10A.2
CY3-10B.1 | Primary Dense Medium Cyclone B1 | The Washery / Small Coal / Primary DMC / DMC Module B | Cyclone | CY3_10B_1 |  |  | 667.3, 201.6, 100.0¦7.8, 19.3, 7.8¦0.0, 0.0, 0.0 |  | 10013 | C7 | Coal (Product) | PT3-10A.1
CY3-10B.2 | Primary Dense Medium Cyclone B2 | The Washery / Small Coal / Primary DMC / DMC Module B | Cyclone | CY3_10B_2 |  |  | 638.7, 201.6, 100.0¦7.8, 19.3, 7.8¦0.0, 0.0, 0.0 |  | 10013 | C8 | Profile | CY3-10A.1 | Coal (Product) | PT3-10A.2
| Concentrate Thickening Cyclones | The Washery / Tailings / Thickening / Concentrate Thickener | [5 empty] | 46 | [14 empty] | FV4-13A.1^Status - Valve=Valve A¦FV4-13B.1^Status - Valve=Valve B¦FV4-13C.1^Status - Valve=Valve C¦FV4-13D.1^Status - Valve=Valve D¦PT4-13.1^Pressure - Slurry=Pressure
CY4-13A | Concentrate Thickening Cyclone A | The Washery / Tailings / Thickening / Concentrate Thickener / Concentrate Thickening Cyclones | Cyclone | CY4_13A |  |  | 491.3, 332.9, 100.0¦7.8, 19.3, 7.8¦0.0, 0.0, 0.0 |  | 10027 | E10 | Concentrate (Product) | FV4-13A.1 |  | CY4-32A
CY4-13B | Concentrate Thickening Cyclone B | The Washery / Tailings / Thickening / Concentrate Thickener / Concentrate Thickening Cyclones | Cyclone | CY4_13B |  |  | 494.6, 346.1, 100.0¦7.8, 19.3, 7.8¦0.0, 0.0, 0.0 |  | 10027 | E10 | Concentrate (Product) | FV4-13B.1
CY4-13C | Concentrate Thickening Cyclone C | The Washery / Tailings / Thickening / Concentrate Thickener / Concentrate Thickening Cyclones | Cyclone | CY4_13C |  |  | 481.4, 349.3, 100.0¦7.8, 19.3, 7.8¦0.0, 0.0, 0.0 |  | 10027 | E10 | Concentrate (Product) | FV4-13C.1
CY4-13D | Concentrate Thickening Cyclone D | The Washery / Tailings / Thickening / Concentrate Thickener / Concentrate Thickening Cyclones | Cyclone | CY4_13D |  |  | 477.0, 337.2, 100.0¦7.8, 19.3, 7.8¦0.0, 0.0, 0.0 |  | 10027 | E10 | Concentrate (Product) | FV4-13D.1
| Tailings Thickening Cyclone Bank 1 | The Washery / Tailings / Thickening / Tailings Thickener | [5 empty] | 8 | [14 empty] | FV4-32A.1^Status - Valve=Valve A¦FV4-32B.1^Status - Valve=Valve B¦FV4-32C.1^Status - Valve=Valve C¦FV4-32D.1^Status - Valve=Valve D¦PT4-32.1^Pressure - Slurry=Pressure
CY4-32A | Tailings Thickening Cyclone A | The Washery / Tailings / Thickening / Tailings Thickener / Tailings Thickening Cyclone Bank 1 | Cyclone | CY4_32A |  |  | 463.6, 252.0, 100.0¦7.8, 19.3, 7.8¦0.0, 0.0, 0.0 |  | 10027 | E3 | Tailings (Product) | FV4-32A.1
CY4-32B | Tailings Thickening Cyclone B | The Washery / Tailings / Thickening / Tailings Thickener / Tailings Thickening Cyclone Bank 1 | Cyclone | CY4_32B |  |  | 463.6, 242.2, 100.0¦7.8, 19.3, 7.8¦0.0, 0.0, 0.0 |  | 10027 | E4 | Tailings (Product) | FV4-32B.1 | Profile | CY4-32A
CY4-32C | Tailings Thickening Cyclone C | The Washery / Tailings / Thickening / Tailings Thickener / Tailings Thickening Cyclone Bank 1 | Cyclone | CY4_32C |  |  | 463.6, 232.7, 100.0¦7.8, 19.3, 7.8¦0.0, 0.0, 0.0 |  | 10027 | E5 | Tailings (Product) | FV4-32C.1 | Profile | CY4-32B
CY4-32D | Tailings Thickening Cyclone D | The Washery / Tailings / Thickening / Tailings Thickener / Tailings Thickening Cyclone Bank 1 | Cyclone | CY4_32D |  |  | 463.6, 223.1, 100.0¦7.8, 19.3, 7.8¦0.0, 0.0, 0.0 |  | 10027 | E6 | Tailings (Product) | FV4-32D.1 | Profile | CY4-32C
| Tailings Thickening Cyclone Bank 2 | The Washery / Tailings / Thickening / Tailings Thickener | [5 empty] | 9 | [14 empty] | FV4-32E.1^Status - Valve=Valve E¦FV4-32F.1^Status - Valve=Valve F¦FV4-32G.1^Status - Valve=Valve G¦FV4-32H.1^Status - Valve=Valve H¦PT4-32.2^Pressure - Slurry=Pressure
CY4-32E | Tailings Thickening Cyclone E | The Washery / Tailings / Thickening / Tailings Thickener / Tailings Thickening Cyclone Bank 2 | Cyclone | CY4_32E |  |  | 441.3, 253.1, 100.0¦7.8, 19.3, 7.8¦0.0, 0.0, 0.0 |  | 10027 | E7 | Tailings (Product) | FV4-32E.1 | Profile | CY4-32D
CY4-32F | Tailings Thickening Cyclone F | The Washery / Tailings / Thickening / Tailings Thickener / Tailings Thickening Cyclone Bank 2 | Cyclone | CY4_32F |  |  | 441.3, 243.5, 100.0¦7.8, 19.3, 7.8¦0.0, 0.0, 0.0 |  | 10027 | E8 | Tailings (Product) | FV4-32F.1 | Profile | CY4-32E
CY4-32G | Tailings Thickening Cyclone G | The Washery / Tailings / Thickening / Tailings Thickener / Tailings Thickening Cyclone Bank 2 | Cyclone | CY4_32G |  |  | 441.3, 233.7, 100.0¦7.8, 19.3, 7.8¦0.0, 0.0, 0.0 |  | 10027 | E9 | Tailings (Product) | FV4-32G.1 | Profile | CY4-32F
CY4-32H | Tailings Thickening Cyclone H | The Washery / Tailings / Thickening / Tailings Thickener / Tailings Thickening Cyclone Bank 2 | Cyclone | CY4_32H |  |  | 441.3, 224.2, 100.0¦7.8, 19.3, 7.8¦0.0, 0.0, 0.0 |  | 10027 | E10 | Tailings (Product) | FV4-32H.1 | Profile | CY4-32G
DCV3-20A.1 | OD Splitter Box A Density Control Vane #1 | DT3-28A | Control Vane | DCV3_20A_1 |  |  |  |  | 10015 | E8 | Data | DIC3-20A.1 | Reject (Product) | DT3-28A
DCV3-20B.1 | OD Splitter Box B Density Control Vane #2 | DT3-28A | Control Vane | DCV3_20B_1 |  |  |  |  | 10015 | E10 | Data | DIC3-20B.1 | Reject (Product) | DT3-28A
CV3-28.1 | OD Splitter Box Control Vane | DT3-28A | Control Vane | CV3_28_1 |  |  |  |  | 10015 | E9 |  |  | Reject (Product) | DT3-28A
DIC3-20A.1 | DMC A Density Controller | The Washery / Small Coal / Primary DMC / DMC Module A | Density Controller | DC3_20A_1 |  |  |  |  | 10012 | F5 | Data | DT3-20A.1
DIC3-20B.1 | DMC B Density Controller | The Washery / Small Coal / Primary DMC / DMC Module B | Density Controller | DC3_20B_1 |  |  |  |  | 10013 | F5 | Data | DT3-20B.1
DIC3-20C.1 | DMC C Density Controller | The Washery / Small Coal / Primary DMC / DMC Module C | Density Controller | DIC3_20C_1 |  |  |  |  | 10017 | F5 | Data | DT3-20C.1
DT3-11A | Feedbox A | The Washery / Small Coal / Primary DMC / DMC Drain and Rinse | Distributor Box | DT3_11A |  |  | 789.54, 329.76,100¦11.187456130981,11.187456130981,11.187456130981¦0,0,0 |  | 10014 | D5
DT3-11B | Feedbox B | The Washery / Small Coal / Primary DMC / DMC Drain and Rinse | Distributor Box | DT3_11B |  |  | 581.1, 329.2, 100.0¦15.6, 6.6, 7.7¦0.0, 0.0, 0.0 |  | 10014 | D9
DT3-17A | Correct Medium Distributor Box A | The Washery / Small Coal / Primary DMC / DMC Module A | Distributor Gate | DT3_17A |  |  |  | 5 | 10012 | B4 | Coal (Product) | TK3-20A
DT3-17B | Correct Medium Distributor Box B | The Washery / Small Coal / Primary DMC / DMC Module B | Distributor Gate | DT3_17B |  |  |  | 6 | 10013 | B4 | Coal (Product) | TK3-20B
DT3-18A | Correct Medium Addition Splitter A | The Washery / Small Coal / Primary DMC / DMC Module A | Splitter Box | DT3_18A |  |  |  |  | 10012 | D4 | Clarified Water | FV3-20A.1
DT3-18B | Correct Medium Addition Splitter B | The Washery / Small Coal / Primary DMC / DMC Module B | Splitter Box | DT3_18B |  |  |  |  | 10013 | D4 | Clarified Water | FV3-20B.1
DT3-19A | Correct Medium Bleed Splitter A | The Washery / Small Coal / Primary DMC / DMC Module A | Splitter Box | DT3_19A |  |  |  |  | 10012 | D5 | Clarified Water | FV3-20A.1
DT3-19B | Correct Medium Bleed Splitter B | The Washery / Small Coal / Primary DMC / DMC Module B | Splitter Box | DT3_19B |  |  |  |  | 10013 | D5 | Clarified Water | FV3-20B.1
DT3-20A.1 | DMC A Density Transmitter | The Washery / Small Coal / Primary DMC / DMC Module A | Density Transmitter | DT3_20A_1
DT3-20B.1 | DMC B Density Transmitter | The Washery / Small Coal / Primary DMC / DMC Module B | Density Transmitter | DT3_20B_1
DT3-20C.1 | DMC C Density Transmitter | The Washery / Small Coal / Primary DMC / DMC Module C | Density Transmitter | DT3_20C_1
DT3-28A | Overdense Medium Splitter Box | The Washery / Small Coal / Medium Recovery | Splitter Box | DT3_28A |  |  | 690.91, 200.17,100¦11.449043273926,11.449043273926,11.449043273926¦0,0,0
DT3-3A | Feedbox | The Washery / Small Coal / Desliming / Module A | Distributor Box | DT3_3A |  |  | 734.6, 426.4, 100.0¦25.6, 7.6, 13.5¦0.0, 0.0, 0.0 |  | 10011 | D5
DT3-3B | Feedbox | The Washery / Small Coal / Desliming / Module B | Distributor Box | DT3_3B |  |  | 626.1, 426.4, 100.0¦25.6, 7.6, 13.5¦0.0, 0.0, 0.0 |  | 10011 | D9
DT3-67 | Sizing Screen Underflow Distributor | The Washery / Small Coal / Feed | Distributor Box | DT3_67 |  |  |  |  | 10010 | A7
DT4-13 | Concentrate Thickening Cyclone Distributor | The Washery / Fine Coal / Thickening / Concentrate Thickener | Distributor Box | DT4_13 |  |  |  |  | 1022 | B3 | Concentrate (Product) | PT4-13.1
DT4-3 | Flotation Feed Distributor | The Washery / Small Coal / Desliming | Distributor Box | DT4_3 |  |  | 564.6, 554.1, 100.0¦53.5, 6.3, 21.8¦0.0, 0.0, 0.0 |  | 10011 | D5 | Coal (Product) | PU4-2A, PU4-2B
DV4-14C | Coal Thickener Rake Lift | The Washery / Fine Coal / Thickening / Coal Thickening | Rake Lift | DV4_14C |  |  |  |  | 10022 | D8
FB3-12A | Clean Coal Screen Feed Box A | SN3-13A | Screen Feed Box | FB3_12A |  |  |  |  | 10014 | E3
FB3-12B | Clean Coal Screen Feed Box B | SN3-13B | Screen Feed Box | FB3_12B |  |  |  |  | 10014 | E4
FB3-12C | Clean Coal Screen Feed Box C | SN3-13C | Screen Feed Box | FB3_12C |  |  |  |  | 10014 | E6
FB3-12D | Clean Coal Screen Feed Box D | SN3-13D | Screen Feed Box | FB3_12D |  |  |  |  | 10014 | E7
FB3-12E | Clean Coal Screen Feed Box E | SN3-13E | Screen Feed Box | FB3_12E |  |  |  |  | 10014 | E9
FB3-12G | Clean Coal Screen Feed Box G | SN3-13G | Screen Feed Box | FB3_12G |  |  |  |  | 10014 | E10
FB3-4A | Desliming Screen Feed Box A | SN3-5A | Screen Feed Box | FB3_4A |  |  |  |  | 10011 | E3
FB3-4B | Desliming Screen Feed Box B | SN3-5B | Screen Feed Box | FB3_4B |  |  |  |  | 10011 | E4
FB3-4C | Desliming Screen Feed Box C | SN3-5C | Screen Feed Box | FB3_4C |  |  |  |  | 10011 | E6
FB3-4D | Desliming Screen Feed Box D | SN3-5D | Screen Feed Box | FB3_4D |  |  |  |  | 10011 | E7
FB3-4E | Desliming Screen Feed Box E | SN3-5E | Screen Feed Box | FB3_4E |  |  |  |  | 10011 | E9
FB3-4F | Desliming Screen Feed Box F | SN3-5F | Screen Feed Box | FB3_4F |  |  |  |  | 10011 | E10
FB4-34 | Tailings Oversize Screen Feed Box | The Washery / Tailings / Thickening / Tailings Thickener | Box | FB4_34 |  |  |  |  | 10026 | D4 | Tailings - Oversized (Product) | FV4-32.5, FV4-32.1
FB4-60A | HBF Feed Box A | FL4-60A | Screen Feed Box | FB4_60A |  |  |  |  | 10023 | C7
FCV4-4A.1 | FB-A Primary Air Agitation Flow Control Valve | The Washery / Fine Coal / Flotation / Bank A / FB-A Primary Tank | Butterfly Control Valve,Closes High | FCV4_4A_1 | VF1-41-150 | V2262 |  |  | 10046 | B5 | Blower Air | FT4-4A.1 | Data | FIC4-4A.1 | Control | FIC4-4A.1 | Instrument Air | V2027
FCV4-4A.2 | FB-A Secondary Air Agitation Flow Control Valve | The Washery / Fine Coal / Flotation / Bank A / FB-A Secondary Tank | Butterfly Control Valve,Closes High | FCV4_4A_2 | VF1-41-150 | V2259 |  |  | 10046 | B7 | Blower Air | FT4-4A.2 | Data | FIC4-4A.2 | Control | FIC4-4A.2 | Instrument Air | V2027
FCV4-4B.1 | FB-B Primary Air Agitation Flow Control Valve | The Washery / Fine Coal / Flotation / Bank B / FB-B Primary Tank | Butterfly Control Valve,Closes High | FCV4_4B_1 | VF1-41-150 | V2262 |  |  | 10046 | B5 | Blower Air | FT4-4B.1 | Data | FIC4-4B.1 | Control | FIC4-4B.1 | Instrument Air | V2027
FCV4-4B.2 | FB-B Secondary Air Agitation Flow Control Valve | The Washery / Fine Coal / Flotation / Bank B / FB-B Secondary Tank | Butterfly Control Valve,Closes High | FCV4_4B_2 | VF1-41-150 | V2259 |  |  | 10046 | B7 | Blower Air | FT4-4B.2 | Data | FIC4-4B.2 | Control | FIC4-4B.2 | Instrument Air | V2027
FCV4-4C.1 | FB-C Primary Air Agitation Flow Control Valve | The Washery / Fine Coal / Flotation / Bank C / FB-C Primary Tank | Butterfly Control Valve,Closes High | FCV4_4C_1 | VF1-41-150 | V2262 | 446.7, 536.4, 100.0¦0.4, 2.4, 2.4¦359.9, 87.0, 358.0 |  | 10047 | B5 | Blower Air | FT4-4C.1 | Data | FIC4-4C.1 | Control | FIC4-4C.1 | Instrument Air | V2027
FCV4-4C.2 | FB-C Secondary Air Agitation Flow Control Valve | The Washery / Fine Coal / Flotation / Bank C / FB-C Secondary Tank | Butterfly Control Valve,Closes High | FCV4_4C_2 | VF1-41-150 | V2259 | 449.7, 536.4, 100.0¦0.4, 2.4, 2.4¦359.9, 87.0, 358.0 |  | 10047 | B7 | Blower Air | FT4-4C.2 | Data | FIC4-4C.2 | Control | FIC4-4C.2 | Instrument Air | V2027
FT4-4A.1 | FB-A Primary Air Flow Transmitter | The Washery / Fine Coal / Flotation / Bank A / FB-A Primary Tank | Air Flow Transmitter | FIC4_4A_1 |  |  |  |  | 10046 | B2 | Blower Air | V2228
FT4-4A.2 | FB-A Secondary Air Flow Transmitter | The Washery / Fine Coal / Flotation / Bank A / FB-A Secondary Tank | Air Flow Transmitter | FIC4_4A_2 |  |  |  |  | 10046 | B2 | Blower Air | V2226
FIC4-4A.1 | FB-A Primary Air Flow Controller | FT4-4A.1 | Air Flow Controller | FIC4_4A_1 |  |  |  |  | 10046 | B4 | Data | FT4-4A.1
FIC4-4A.2 | FB-A Secondary Air Flow Controller | FT4-4A.2 | Air Flow Controller | FIC4_4A_2 |  |  |  |  | 10046 | B4 | Data | FT4-4A.2
FT4-4B.1 | FB-B Primary Air Flow Transmitter | The Washery / Fine Coal / Flotation / Bank B / FB-B Primary Tank | Air Flow Transmitter | FIC4_4B_1 |  |  |  |  | 10046 | B9 | Blower Air | V2253
FT4-4B.2 | FB-B Secondary Air Flow Transmitter | The Washery / Fine Coal / Flotation / Bank B / FB-B Secondary Tank | Air Flow Transmitter | FIC4_4B_2 |  |  |  |  | 10046 | B9 | Blower Air | V2256
FIC4-4B.1 | FB-B Primary Air Flow Controller | FT4-4B.1 | Air Flow Controller | FIC4_4B_1 |  |  |  |  | 10046 | B10 | Data | FT4-4B.1
FIC4-4B.2 | FB-B Secondary Air Flow Controller | FT4-4B.2 | Air Flow Controller | FIC4_4B_2 |  |  |  |  | 10046 | B10 | Data | FT4-4B.2
FT4-4C.1 | FB-C Primary Air Flow Transmitter | The Washery / Fine Coal / Flotation / Bank C / FB-C Primary Tank | Air Flow Transmitter | FIC4_4C_1 |  |  |  |  | 10047 | B3 | Blower Air | V2261
FT4-4C.2 | FB-C Secondary Air Flow Transmitter | The Washery / Fine Coal / Flotation / Bank C / FB-C Secondary Tank | Air Flow Transmitter | FIC4_4C_2 |  |  |  |  | 10047 | B3 | Blower Air | V2415
FIC4-4C.1 | FB-C Primary Air Flow Controller | FT4-4C.1 | Air Flow Controller | FIC4_4C_1 |  |  |  |  | 10047 | B3 | Data | FT4-4C.1
FIC4-4C.2 | FB-C Secondary Air Flow Controller | FT4-4C.2 | Air Flow Controller | FIC4_4C_2 |  |  |  |  | 10047 | B3 | Data | FT4-4C.2
FL4-60A | Horizontal Belt Filter A | The Washery / Fine Coal / Filtration / HBF-A | Driven, Level Monitored,Speed Controlled | FL4_60A |  |  |  |  | 10023 | D11 | AC Power | FL4-60A Drive | Monitors | FL4-60A Drive,LT4-60A.1 | Fresh Water | FV4-60A.1 | Coal (Product) | FB4-60A | Vacuum Air | PV4-61A
| FL4-60A Drive | FL4-60A | Variable Speed Drive | FL4_60A |  |  |  |  | 10023 | D11
ZS4-60A.1 | HBF-A Belt Drift Switch - East | FL4-60A | Drift Switch | FL4_60A_Alm_DriftEast |  |  |  |  | 10023 | D6 | Integrated | FL4_60A
ZS4-60A.2 | HBF-A Belt Drift Switch - West | FL4-60A | Drift Switch | FL4_60A_Alm_DriftWest |  |  |  |  | 10023 | D6 | Integrated | FL4_60A
ZS4-60A.3 | HBF-A Cloth Drift Switch - East | FL4-60A | Drift Switch | FL4_60A_Alm_ClothDriftEast |  |  |  |  | 10023 | D6 | Integrated | FL4_60A
ZS4-60A.4 | HBF-A Cloth Drift Switch - West | FL4-60A | Drift Switch | FL4_60A_Alm_ClothDriftWest |  |  |  |  | 10023 | D6 | Integrated | FL4_60A
HSS4-60A.1 | HBF-A Pull Wire - Bottom East | FL4-60A | Pull Wire | FL4_60A_RL_IO_PullKeyA |  |  |  |  | 10023 | D6 | Integrated | FL4_60A
HSS4-60A.2 | HBF-A Pull Wire - Bottom West | FL4-60A | Pull Wire | FL4_60A_RL_IO_PullKeyB |  |  |  |  | 10023 | D6 | Integrated | FL4_60A
HSS4-60A.3 | HBF-A Pull Wire - Top East | FL4-60A | Pull Wire | FL4_60A_RL_IO_PullKeyC |  |  |  |  | 10023 | D6 | Integrated | FL4_60A
HSS4-60A.4 | HBF-A Pull Wire - Top West | FL4-60A | Pull Wire | FL4_60A_RL_IO_PullKeyD |  |  |  |  | 10023 | D6 | Integrated | FL4_60A
FN4-5 | Flotation Cell Blower | The Washery / Fine Coal / Flotation | Blower | FN4_5 |  |  | 643.1, 763.8, 19.8¦39.8, 41.1, 36.2¦0.0, 0.0, 0.0 |  | 10055 | E4 | AC Power | FN4-5 Drive | Monitors | FN4-5 Drive | Startup Sequence | PU5-2
| FN4-5 Drive | FN4-5 | Fixed Speed Drive | FN4_5 |  |  |  |  | 10055 | E4
FN4-64A | Belt Support Fan | The Washery / Fine Coal / Filtration / HBF-A | Blower | FN4_64A |  |  |  |  | 10055 | E4 | AC Power | FN4-64A Drive | Monitors | FN4-64A Drive
| FN4-64A Drive | FN4-64A | Fixed Speed Drive | FN4_5 |  |  |  |  | 10055 | E4
FV3-16A.1 | DMC A Reject Control Vane | GT3-16A | Vane | FV3_16A_1
FV3-20A.1 | DMC A Clarified Water Make-Up Flow Valve | The Washery / Small Coal / Primary DMC / DMC Module A | Knife Control Valve | FV3_20A_1 | VF1-41-50 | V0371 |  |  | 10012 | C3 | Clarified Water | PU5-2
FV3-20B.1 | DMC B Clarified Water Make-Up Flow Valve | The Washery / Small Coal / Primary DMC / DMC Module B | Knife Control Valve | FV3_20B_1 | VF1-41-50 | V0371 |  |  | 10013 | C3 | Clarified Water | PU5-2
FV4-13A.1 | Concentrate Thickening Cyclone A Inlet Valve | CY4-13A | Knife On/Off Valve,Closes High | FV4_13A_1 | VK1-43-150 | V0339 |  |  | 10022 | D2 | Concentrate (Product) | DT4-3, DT4-13 | Integrated | CY4-13A
FV4-13B.1 | Concentrate Thickening Cyclone B Inlet Valve | CY4-13B | Knife On/Off Valve,Closes High | FV4_13B_1 | VK1-43-150 | V0339 |  |  | 10022 | D2 | Concentrate (Product) | DT4-3, DT4-13 | Integrated | CY4-13B
FV4-13C.1 | Concentrate Thickening Cyclone C Inlet Valve | CY4-13C | Knife On/Off Valve,Closes High | FV4_13C_1 | VK1-43-150 | V0339 |  |  | 10022 | D2 | Concentrate (Product) | DT4-3, DT4-13 | Integrated | CY4-13C
FV4-13D.1 | Concentrate Thickening Cyclone D Inlet Valve | CY4-13D | Knife On/Off Valve,Closes High | FV4_13D_1 | VK1-43-150 | V0339 |  |  | 10022 | D2 | Concentrate (Product) | DT4-3, DT4-13 | Integrated | CY4-13D
FV4-32.1 | Oversize Tailings Screen Feed Control Valve A | CH4-32A | Manual Knife Valve | FV4_32_1 | VK3-43-200 | V2718 |  |  | 10027 | G6 | Tailings - Oversized (Product) | CH4-32A
FV4-32.2 | Tailings Thickener Sample Valve | The Washery / Tailings / Thickening / Tailings Thickener | Manual Ball Valve | FV4_32_2 | VK3-43-200 | V2718 |  |  | 10027 | E11 | Tailings - Oversized (Product) | CH4-32A
FV4-32.3 | Oversize Tailings Spiral Control Valve A | CH4-32A | Manual Knife Valve | FV4_32_3 | VK3-43-200 | V27189 |  |  | 10027 | G7 | Tailings - Oversized (Product) | CH4-32A
FV4-32.4 | Oversize Tailings Spiral Control Valve C | CH4-32C | Manual Knife Valve | FV4_32_4 | VK3-43-200 | V27189 |  |  | 10027 | G9 | Tailings - Oversized (Product) | CH4-32C
FV4-32.5 | Oversize Tailings Screen Feed Control Valve C | CH4-32C | Manual Knife Valve | FV4_32_5 | VK3-43-200 | V2718 |  |  | 10027 | F10 | Tailings - Oversized (Product) | CH4-32C
FV4-32A.1 | TCA Inlet Control Valve | CY4-32A | Knife On/Off Valve,Closes High | FV4_32A_1 | VK3-43-150 | V0300 |  |  | 10027 | D2 | Tailings (Product) | PT4-32.1 | Integrated | CY4-32A
FV4-32B.1 | TCB Inlet Control Valve | CY4-32B | Knife On/Off Valve,Closes High | FV4_32B_1 | VK3-43-150 | V0301 |  |  | 10027 | D3 | Tailings (Product) | PT4-32.1 | Profile | FV4-32A.1 | Integrated | CY4-32B
FV4-32C.1 | TCC Inlet Control Valve | CY4-32C | Knife On/Off Valve,Closes High | FV4_32C_1 | VK3-43-150 | V0302 |  |  | 10027 | D4 | Tailings (Product) | PT4-32.1 | Profile | FV4-32B.1 | Integrated | CY4-32C
FV4-32D.1 | TCD Inlet Control Valve | CY4-32D | Knife On/Off Valve,Closes High | FV4_32D_1 | VK3-43-150 | V0303 |  |  | 10027 | D5 | Tailings (Product) | PT4-32.1 | Profile | FV4-32C.1 | Integrated | CY4-32D
FV4-32E.1 | TCE Inlet Control Valve | CY4-32E | Knife On/Off Valve,Closes High | FV4_32E_1 | VK3-43-150 | V0304 |  |  | 10027 | D6 | Tailings (Product) | PT4-32.1 | Profile | FV4-32D.1 | Integrated | CY4-32E
FV4-32F.1 | TCF Inlet Control Valve | CY4-32F | Knife On/Off Valve,Closes High | FV4_32F_1 | VK3-43-150 | V0305 |  |  | 10027 | D7 | Tailings (Product) | PT4-32.1 | Profile | FV4-32E.1 | Integrated | CY4-32F
FV4-32G.1 | TCG Inlet Control Valve | CY4-32G | Knife On/Off Valve,Closes High | FV4_32G_1 | VK3-43-150 | V0306 |  |  | 10027 | D8 | Tailings (Product) | PT4-32.1 | Profile | FV4-32F.1 | Integrated | CY4-32G
FV4-32H.1 | TCH Inlet Control Valve | CY4-32H | Knife On/Off Valve,Closes High | FV4_32H_1 | VK3-43-150 | V0307 |  |  | 10027 | D9 | Tailings (Product) | PT4-32.1 | Profile | FV4-32G.1 | Integrated | CY4-32H
FV4-4C.1 | FB-C Spray Flow Control Valve | The Washery / Fine Coal / Flotation / Bank C / FB-C Water System | Knife On/Off Valve | FV4_4C_1 | VK1-43-80 | V0653 |  |  | 10047 | A6 | Clarified Water | V2260
FV4-4C.2 | FB-C Discharge Flow Valve #1 | The Washery / Fine Coal / Flotation / Bank C / FB-C Cell Outlets | Knife On/Off Valve | FV4_4C_2 | VK3-43-350 | V1623 |  |  | 10047 | E4 | Blower Air | YC4-4C.2
FV4-4C.3 | FB-C Discharge Flow Valve #2 | The Washery / Fine Coal / Flotation / Bank C / FB-C Cell Outlets | Knife On/Off Valve | FV4_4C_3 | VK3-43-350 | V1624 |  |  | 10047 | E5 | Profile | FV4-4C.2 | Blower Air | YC4-4C.3
FV4-4C.4 | FB-C Discharge Flow Valve #3 | The Washery / Fine Coal / Flotation / Bank C / FB-C Cell Outlets | Knife On/Off Valve | FV4_4C_4 | VK3-43-350 | V1625 |  |  | 10047 | E7 | Blower Air | YC4-4C.2
FV4-4C.5 | FB-C Discharge Flow Valve #4 | The Washery / Fine Coal / Flotation / Bank C / FB-C Cell Outlets | Knife On/Off Valve | FV4_4C_5 | VK3-43-350 | V1626 |  |  | 10047 | E8 | Profile | FV4-4C.2 | Blower Air | YC4-4C.3
FV4-5.2 | Flotation Blower Bypass Flow Valve | The Washery / Fine Coal / Flotation | Knife On/Off Valve,Closes High | FV4_5_1 | VF1-43-100 | V2510 |  |  | 10055 | D5 | Blower Air | FN4-5
GT3-16A | DMC Reject Gate | The Washery / Small Coal / Primary DMC / DMC Module A | Distributor Gate | GT3_16A |  |  |  |  | 10012 | E10
LCV3-20A.1 | Feed DMC Sump A Level Control Valve | DT3-19A | Knife Control Valve | LCV3_20A_1 |  |  |  |  | 10012 | C4 | Data | LIC3-20A.1 | Control | LIC3-8A.1 | Integrated | DT3-17A
LCV3-20B.1 | Feed DMC Sump B Level Control Valve | DT3-19B | Knife Control Valve | LCV3_20B_1 |  |  |  |  | 10013 | C4 | Data | LIC3-20B.1 | Control | LIC3-8B.1 | Integrated | DT3-17B
LCV3-8A.1 | Feed Sump A Level Control Valve | DT3-18A | Knife Control Valve | LCV3_8A_1 |  |  |  |  | 10012 | D4 | Data | LIC3-8A.1 | Control | LIC3-8A.1 | Integrated | DT3-17A
LCV3-8B.1 | Feed Sump B Level Control Valve | DT3-18B | Knife Control Valve | LCV3_8B_1 |  |  |  |  | 10013 | D4 | Data | LIC3-8B.1 | Control | LIC3-8B.1 | Integrated | DT3-17B
LCV4-30A.1 | FB-A Tailing Sump Level Control Valve | The Washery / Fine Coal / Flotation / Bank A / FB-A Water System | Butterfly Control Valve | LCV4_30A_1 |  |  |  |  | 10046 | F7 | Clarified Water | V0637 | Data | LIC4-30A.1 | Control | LIC4-30C.1
LCV4-30C.1 | FB-C Tailing Sump Level Control Valve | The Washery / Fine Coal / Flotation / Bank C / FB-C Water System | Butterfly Control Valve | LCV4_30C_1 | VF1-41-100 | V0629 |  |  | 10047 | F3 | Clarified Water | V0637 | Data | LIC4-30C.1 | Control | LIC4-30A.1
LCV4-4A.1 | FB-A Primary Level Control Valve #1 | The Washery / Fine Coal / Flotation / Bank A / FB-A Primary Tank | Mushroom Control Valve | LCV4_4A_1 | VM1-41-450 | V0610 |  |  | 10046 | C7 | Data | LIC4-4A.1 | Control | LIC4-4A.1 | Integrated | FB-A Primary Tank
LCV4-4A.2 | FB-A Primary Level Control Valve #2 | The Washery / Fine Coal / Flotation / Bank A / FB-A Primary Tank | Mushroom Control Valve | LCV4_4A_2 | VM1-41-451 | V0611 |  |  | 10046 | C7 | Profile | LCV4-4A.1 | Data | LIC4-4A.1 | Control | LIC4-4A.1 | Integrated | FB-A Primary Tank
LCV4-4A.3 | FB-A Secondary Level Control Valve #1 | The Washery / Fine Coal / Flotation / Bank A / FB-A Secondary Tank | Mushroom Control Valve | LCV4_4A_3 | VM1-41-452 | V2238 |  |  | 10046 | D8 | Profile | LCV4-4A.2 | Integrated | FB-A Secondary Tank
LCV4-4A.4 | FB-A Secondary Level Control Valve #2 | The Washery / Fine Coal / Flotation / Bank A / FB-A Secondary Tank | Mushroom Control Valve | LCV4_4A_4 | VM1-41-453 | V2239 |  |  | 10046 | D9 | Profile | LCV4-4A.3 | Integrated | FB-A Secondary Tank
LCV4-4B.1 | FB-B Primary Level Control Valve #1 | The Washery / Fine Coal / Flotation / Bank B / FB-B Primary Tank | Mushroom Control Valve | LCV4_4B_1 | VM1-41-454 | V0612 |  |  | 10046 | C7 | Data | LIC4-4B.1 | Control | LIC4-4B.1 | Integrated | FB-B Primary Tank
LCV4-4B.2 | FB-B Primary Level Control Valve #2 | The Washery / Fine Coal / Flotation / Bank B / FB-B Primary Tank | Mushroom Control Valve | LCV4_4B_2 | VM1-41-455 | V0613 |  |  | 10046 | C7 | Profile | LCV4-4B.1 | Data | LIC4-4B.1 | Control | LIC4-4B.1 | Integrated | FB-B Primary Tank
LCV4-4B.3 | FB-B Secondary Level Control Valve #1 | The Washery / Fine Coal / Flotation / Bank B / FB-B Secondary Tank | Mushroom Control Valve | LCV4_4B_3 | VM1-41-456 | V2246 |  |  | 10046 | D8 | Profile | LCV4-4B.2 | Integrated | FB-B Secondary Tank
LCV4-4B.4 | FB-B Secondary Level Control Valve #2 | The Washery / Fine Coal / Flotation / Bank B / FB-B Secondary Tank | Mushroom Control Valve | LCV4_4B_4 | VM1-41-457 | V2247 |  |  | 10046 | D9 | Profile | LCV4-4B.3 | Integrated | FB-B Secondary Tank
LCV4-4C.1 | FB-C Primary Level Control Valve #1 | The Washery / Fine Coal / Flotation / Bank C / FB-C Primary Tank | Mushroom Control Valve | LCV4_4C_1 | VM1-41-458 | V0638 |  |  | 10047 | C7 | Data | LIC4-4C.1 | Control | LIC4-4C.1 | Integrated | FB-C Primary Tank
LCV4-4C.2 | FB-C Primary Level Control Valve #2 | The Washery / Fine Coal / Flotation / Bank C / FB-C Primary Tank | Mushroom Control Valve | LCV4_4C_2 | VM1-41-459 | V0639 |  |  | 10047 | C7 | Profile | LCV4-4C.1 | Data | LIC4-4C.1 | Control | LIC4-4C.1 | Integrated | FB-C Primary Tank
LCV4-4C.3 | FB-C Secondary Level Control Valve #1 | The Washery / Fine Coal / Flotation / Bank C / FB-C Secondary Tank | Mushroom Control Valve | LCV4_4C_3 | VM1-41-460 | V2267 |  |  | 10047 | D8 | Profile | LCV4-4C.2 | Integrated | FB-C Secondary Tank
LCV4-4C.4 | FB-C Secondary Level Control Valve #2 | The Washery / Fine Coal / Flotation / Bank C / FB-C Secondary Tank | Mushroom Control Valve | LCV4_4C_4 | VM1-41-461 | V2268 |  |  | 10047 | D9 | Profile | LCV4-4C.3 | Integrated | FB-C Secondary Tank
LIC3-20A.1 | Correct Medium Sump A Level Controller | TK3-20A | Level Controller | LC3_20A_1 |  |  |  |  | 10012 | C4 | Data | LT3-20A.1 | Integrated | DT3-17A
LIC3-20B.1 | Correct Medium Sump B Level Controller | TK3-20B | Level Controller | LC3_20B_1 |  |  |  |  | 10013 | C4 | Integrated | DT3-17B
LIC3-8A.1 | Primary DMC Feed Sump A Level Controller | TK3-8A | Level Controller | LC3_8A_1 |  |  |  |  | 10012 | F5 | Data | LT3-8A.1 | Control | LT3-8A.1 | Integrated | DT3-17A
LIC3-8B.1 | Primary DMC Feed Sump B Level Controller | TK3-8B | Level Controller | LC3_8B_1 |  |  |  |  | 10013 | F5 | Data | LT3-8B.1 | Control | LT3-8B.1 | Integrated | DT3-17B
LIC4-30A.1 | FB-A Tailings Sump Level Controller | TK4-30A | Level Controller | LIC4_30A_1 |  |  |  |  | 10047 | G8 | Data | LT4-30C.1
LIC4-30C.1 | FB-C Tailings Sump Level Controller | TK4-30C | Level Controller | LIC4_30C_1 |  |  |  |  | 10047 | G5 | Data | LT4-30C.1
LIC4-4A.1 | FB-A Primary Level Controller | LT4-4A.1 | Level Controller | LIC4_4A_1 |  |  |  |  | 10046 | C4 | Data | LT4-4A.1
LIC4-4A.2 | FB-A Secondary Level Controller | LT4-4A.2 | Level Controller | LIC4_4A_2 |  |  |  |  | 10046 | C6 | Data | LT4-4A.2
LIC4-4B.1 | FB-B Primary Level Controller | LT4-4B.1 | Level Controller | LIC4_4B_1 |  |  |  |  | 10046 | C9 | Data | LT4-4B.1
LIC4-4B.2 | FB-B Secondary Level Controller | LT4-4B.2 | Level Controller | LIC4_4B_2 |  |  |  |  | 10046 | C12 | Data | LT4-4B.2
LIC4-4C.1 | FB-C Primary Level Controller | LT4-4C.1 | Level Controller | LIC4_4C_1 |  |  |  |  | 10047 | C6 | Data | LT4-4C.1
LIC4-4C.2 | FB-C Secondary Level Controller | LT4-4C.2 | Level Controller | LIC4_4C_2 |  |  |  |  | 10047 | C8 | Data | LT4-4C.2
LT3-20A.1 | Correct Medium Sump A Level Transmitter | TK3-20A | Level Transmitter | LC3_20A_1 |  |  |  |  | 10012 | C4
LT3-20B.1 | Correct Medium Sump B Level Transmitter | TK3-20B | Level Transmitter | LC3_20B_1 |  |  |  |  | 10013 | C4
LT3-8A.1 | Primary DMC Feed Sump A Level Transmitter | TK3-8A | Level Transmitter | LC3_8A_1
LT3-8B.1 | Primary DMC Feed Sump B Level Transmitter | TK3-8B | Level Transmitter | LC3_8A_1
LT4-11.1 | FB-C Conc. Sump Level Transmitter | TK4-11 | Level Transmitter | LT4_11_1 | [6 empty] | Monitors | TK4-11
LT4-30A.1 | FB-A Tailings Sump Level Transmitter | TK4-30A | Level Transmitter | LIC4_30A_1
LT4-30C.1 | FB-C Tailings Sump Level Transmitter | TK4-30C | Level Transmitter | LIC4_30C_1
LT4-4A.1 | FB-A Primary Level Transmitter | The Washery / Fine Coal / Flotation / Bank A / FB-A Primary Tank | Level Transmitter | LIC4_4A_1
LT4-4A.2 | FB-A Secondary Level Transmitter | The Washery / Fine Coal / Flotation / Bank A / FB-A Secondary Tank | Level Transmitter | LIC4_4A_2
LT4-4B.1 | FB-B Primary Level Transmitter | The Washery / Fine Coal / Flotation / Bank B / FB-B Primary Tank | Level Transmitter | LIC4_4B_1
LT4-4B.2 | FB-B Secondary Level Transmitter | The Washery / Fine Coal / Flotation / Bank B / FB-B Secondary Tank | Level Transmitter | LIC4_4B_2
LT4-4C.1 | FB-C Primary Level Transmitter | The Washery / Fine Coal / Flotation / Bank C / FB-C Primary Tank | Level Transmitter | LIC4_4C_1
LT4-4C.2 | FB-C Secondary Level Transmitter | The Washery / Fine Coal / Flotation / Bank C / FB-C Secondary Tank | Level Transmitter | LIC4_4C_2
PI4-4A.1 | FB-A1 Agitator Pressure Gauge | AG4-4A1 | Air Pressure Gauge | PI4_4A_1 |  |  |  |  | 10046 |  | Blower Air | FCV4-4A.1
PI4-4A.2 | FB-A2 Agitator Pressure Gauge | AG4-4A2 | Air Pressure Gauge | PI4_4A_2 |  |  |  |  | 10046 |  | Blower Air | FCV4-4A.1 | Profile | PI4-4A.1
PI4-4A.3 | FB-A3 Agitator Pressure Gauge | AG4-4A3 | Air Pressure Gauge | PI4_4A_3 |  |  |  |  | 10046 |  | Blower Air | FCV4-4A.1 | Profile | PI4-4A.2
PI4-4A.4 | FB-A4 Agitator Pressure Gauge | AG4-4A4 | Air Pressure Gauge | PI4_4A_4 |  |  |  |  | 10046 |  | Blower Air | FCV4-4A.2 | Profile | PI4-4A.3
PI4-4A.5 | FB-A5 Agitator Pressure Gauge | AG4-4A5 | Air Pressure Gauge | PI4_4A_5 |  |  |  |  | 10046 |  | Blower Air | FCV4-4A.2 | Profile | PI4-4A.4
PI4-4A.6 | FB-A6 Agitator Pressure Gauge | AG4-4A6 | Air Pressure Gauge | PI4_4A_6 |  |  |  |  | 10046 |  | Blower Air | FCV4-4A.2 | Profile | PI4-4A.5
PI4-4B.1 | FB-B1 Agitator Pressure Gauge | AG4-4B1 | Air Pressure Gauge | PI4_4B_1 |  |  |  |  | 10046 |  | Blower Air | FCV4-4B.1
PI4-4B.2 | FB-B2 Agitator Pressure Gauge | AG4-4B2 | Air Pressure Gauge | PI4_4B_2 |  |  |  |  | 10046 |  | Blower Air | FCV4-4B.1 | Profile | PI4-4B.1
PI4-4B.3 | FB-B3 Agitator Pressure Gauge | AG4-4B3 | Air Pressure Gauge | PI4_4B_3 |  |  |  |  | 10046 |  | Blower Air | FCV4-4B.1 | Profile | PI4-4B.2
PI4-4B.4 | FB-B4 Agitator Pressure Gauge | AG4-4B4 | Air Pressure Gauge | PI4_4B_4 |  |  |  |  | 10046 |  | Blower Air | FCV4-4B.2 | Profile | PI4-4B.3
PI4-4B.5 | FB-B5 Agitator Pressure Gauge | AG4-4B5 | Air Pressure Gauge | PI4_4B_5 |  |  |  |  | 10046 |  | Blower Air | FCV4-4B.2 | Profile | PI4-4B.4
PI4-4B.6 | FB-B6 Agitator Pressure Gauge | AG4-4B6 | Air Pressure Gauge | PI4_4B_6 |  |  |  |  | 10046 |  | Blower Air | FCV4-4B.2 | Profile | PI4-4B.5
PI4-4C.1 | FB-C1 Agitator Pressure Gauge | AG4-4C1 | Air Pressure Gauge | PI4_4C_1 |  |  |  | 12 | 10047 |  | Blower Air | FCV4-4C.1
PI4-4C.2 | FB-C2 Agitator Pressure Gauge | AG4-4C2 | Air Pressure Gauge | PI4_4C_2 |  |  |  |  | 10047 |  | Blower Air | FCV4-4C.1 | Profile | PI4-4C.1
PI4-4C.3 | FB-C3 Agitator Pressure Gauge | AG4-4C3 | Air Pressure Gauge | PI4_4C_3 |  |  |  | 12 | 10047 |  | Blower Air | FCV4-4C.1 | Profile | PI4-4C.2
PI4-4C.4 | FB-C4 Agitator Pressure Gauge | AG4-4C4 | Air Pressure Gauge | PI4_4C_4 |  |  |  |  | 10047 |  | Blower Air | FCV4-4C.2 | Profile | PI4-4C.3
PI4-4C.5 | FB-C5 Agitator Pressure Gauge | AG4-4C5 | Air Pressure Gauge | PI4_4C_5 |  |  |  |  | 10047 |  | Blower Air | FCV4-4C.2 | Profile | PI4-4C.4
PI4-4C.6 | FB-C6 Agitator Pressure Gauge | AG4-4C6 | Air Pressure Gauge | PI4_4C_6 |  |  |  |  | 10047 |  | Blower Air | FCV4-4C.2 | Profile | PI4-4C.5
PT3-10A.1 | Dense Medium Cyclone Pressure Tx A1 | CY3-10A.1 | Slurry Pressure Transmitter, Pressure Alarm Monitor | PT3_10A_1 |  |  |  |  | 10012 | B8 | Coal (Product) | PU3-9A
PT3-10A.2 | Dense Medium Cyclone Pressure Tx A2 | CY3-10A.2 | Slurry Pressure Transmitter, Pressure Alarm Monitor | PT3_10A_2 |  |  |  |  | 10012 | B8 | Coal (Product) | PU3-9A | Profile | PT3-10A.1
PT3-10B.1 | Dense Medium Cyclone Pressure Tx B1 | CY3-10B.1 | Slurry Pressure Transmitter, Pressure Alarm Monitor | PT3_10B_1 |  |  |  |  | 10013 | B8 | Coal (Product) | PU3-9B | Profile | PT3-10A.2
PT3-10B.2 | Dense Medium Cyclone Pressure Tx B2 | CY3-10B.2 | Slurry Pressure Transmitter, Pressure Alarm Monitor | PT3_10B_2 |  |  |  |  | 10013 | B8 | Coal (Product) | PU3-9B | Profile | PT3-10B.1
PT4-32.1 | Tailings Cyclone Bank A Inlet Pressure Tx | The Washery / Fine Coal / Thickening / Tailings Thickener / Tailings Thickening Cyclone Bank 1 | Slurry Pressure Transmitter | PT4_32_1 | [6 empty] | Tailings (Product) | PU4-31A
PT4-32.2 | Tailings Cyclone Bank B Inlet Pressure Tx | BX4-32B | Slurry Pressure Transmitter | PT4_32_2 | [6 empty] | Tailings (Product) | BX4-32B
PT4-13.1 | Concentrate Cyclone Distributor Pressure Tx | The Washery / Fine Coal / Thickening / Concentrate Thickener | Slurry Pressure Transmitter | PT4_13_1 |  |  |  |  | 10022 | C2 | Concentrate (Product) | PU4-12
PU3-2A | Small Coal Pump A | The Washery / Small Coal | Pump,Speed Controlled | PU3_2A |  |  | 805.47, 424.23,0¦13.577658653259,13.577658653259,13.577658653259¦0,0,0 |  | 10010 | D7 | AC Power | PU3-2A Drive | Monitors | PU3-2A Drive
| PU3-2A Drive | PU3-2A | Variable Speed Drive | PU3_2A |  |  |  |  | 10010 | D7 | [10 empty] | Ready | 0
PU3-2B | Small Coal Pump B | The Washery / Small Coal | Pump,Speed Controlled | PU3_2B |  |  | 749.90, 424.66,0¦14.414436340332,14.414436340332,14.414436340332¦0,0,0 |  | 10010 | E6 | AC Power | PU3-2B Drive | Monitors | PU3-2B Drive
| PU3-2B Drive | PU3-2B | Variable Speed Drive | PU3_2B |  |  |  |  | 10010 | E6 | [10 empty] | Ready | 0
PU3-2C | Small Coal Pump C | The Washery / Small Coal | Pump,Speed Controlled | PU3_2C |  |  | 854.69, 661.96,0¦12.147465705872,12.147465705872,12.147465705872¦0,0,0 |  | 10010 | G9 | AC Power | PU3-2C Drive | Monitors | PU3-2C Drive
| PU3-2C Drive | PU3-2C | Variable Speed Drive | PU3_2C |  |  |  |  | 10010 | G9 | [10 empty] | Ready | 0
PU3-9A | Primary DMC Feed Pump A | The Washery / Small Coal / Primary DMC / DMC Module A | Pump,Speed Controlled | PU3_9A |  |  |  |  | 10012 | G7 | Coal (Product) | TK3-8A | AC Power | PU3-9A Drive | Monitors | PU3-9A Drive
| PU3-9A Drive | PU3-9A | Variable Speed Drive | PU3_9A |  |  |  |  | 10012 | G7 | [10 empty] | Ready | 0
PU3-9B | Primary DMC Feed Pump B | The Washery / Small Coal / Primary DMC / DMC Module B | Pump | PU3_9B |  |  | 628.91, 354.00,0¦12.572944641113,12.572944641113,12.572944641113¦0,0,0 | 2 |  |  | AC Power | PU3-9B Drive | Monitors | PU3-9B Drive
| PU3-9B Drive | PU3-9B | Fixed Speed Drive | PU3_9B |  |  |  |  | 10014 | F4 | [10 empty] | Ready | 0
PU4-12 | FB-C Conc. Sump Outlet Pump | TK4-11 | Pump | PU4_12 |  |  | 511.78, 429.79,0¦13.953427314758,13.953427314758,13.953427314758¦0,0,0 |  | 10047 | G9 | Concentrate (Product) | TK4-11 | AC Power | PU4-12 Drive | Monitors | PU4-12 Drive | Startup Sequence | PU4-31A,PU4-31C
| PU4-12 Drive | PU4-12 | Fixed Speed Drive | PU4_12 |  |  |  |  | 10047 | G9 |  |  | Profile | PU3-9B Drive
PU4-15A | Coal Thickener Underflow Pump A | The Washery / Fine Coal / Thickening / Coal Thickening | Pump | PU4_15A |  |  |  |  | 10022 | E8 | AC Power | PU4-15A Drive | Monitors | PU4-15A Drive | Startup Sequence | PU4-12
| PU4-15A Drive | PU4-15A | Fixed Speed Drive | PU4_15A |  |  |  |  | 10022 | E8
PU4-15B | Coal Thickener Underflow Pump B | The Washery / Fine Coal / Thickening / Coal Thickening | Pump | PU4_15B |  |  |  |  | 10022 | D9 | AC Power | PU4-15B Drive | Monitors | PU4-15B Drive
| PU4-15B Drive | PU4-15B | Fixed Speed Drive | PU4_15B |  |  |  |  | 10022 | D9
PU4-28 | Coal Thickener Overflow Pump | The Washery / Fine Coal / Thickening / Coal Thickening | Pump | PU4_28 |  |  |  |  | 10022 | G10 | AC Power | PU4-28 Drive | Monitors | PU4-28 Drive | Startup Sequence | PU5-2,FN4-5
| PU4-28 Drive | PU4-28 | Fixed Speed Drive | PU4_28 |  |  |  |  | 10022 | G10
PU4-2A | Flotation Feed Pump A | The Washery / Fine Coal / Flotation Feed | Pump | PU4_2A |  |  |  | 4 | 10021 | F4 | Coal (Product) | TK4-1A | AC Power | PU4-2A Drive | Monitors | PU4-2A Drive
| PU4-2A Drive | PU4-2A | Fixed Speed Drive | PU4_2A |  |  |  |  | 10021 | F4
PU4-2B | Flotation Feed Pump B | The Washery / Fine Coal / Flotation Feed | Pump | PU4_2B |  |  | 595.50, 389.68,0¦12.212036132812,12.212036132812,12.212036132812¦0,0,0 |  | 10021 | F2 | Coal (Product) | TK4-1B | AC Power | PU4-2B Drive | Monitors | PU4-2B Drive
| PU4-2B Drive | PU4-2B | Fixed Speed Drive | PU4_2B |  |  |  |  | 10021 | F2 |  |  | Profile | PU4-2A Drive
PU4-31A | Flotation Tailings Pump C | TK4-30C | Pump | PU4_31A |  |  | 536.24, 767.63,0¦15.688945770264,15.688945770264,15.688945770264¦0,0,0 |  | 10046 | G9 | Tailings (Product) | TK4-30C | AC Power | PU4-31A Drive | Monitors | PU4-31A Drive | Startup Sequence | SN4-34
| PU4-31A Drive | PU4-31A | Fixed Speed Drive | PU4_31A |  |  |  |  | 10047 | G9 |  |  | Profile | PU4-2A Drive
PU4-31C | Flotation Tailings Pump C | TK4-30C | Pump | PU4_31C |  |  |  |  | 10047 | G5 | Tailings (Product) | TK4-30C | AC Power | PU4-31C Drive | Monitors | PU4-31C Drive | Startup Sequence | SN4-34
| PU4-31C Drive | PU4-31C | Fixed Speed Drive | PU4_31C |  |  |  |  | 10047 | G5 |  |  | Profile | PU4-2B Drive
PU4-35 | Tailings Oversize Pump | The Washery / Tailings / Thickening / Tailings Thickener | Pump | PU4_35 |  |  |  |  | 10026 | F6 | AC Power | PU4-35 Drive | Monitors | PU4-35 Drive | Startup Sequence | PU4-28
| PU4-35 Drive | PU4-35 | Fixed Speed Drive | PU4_35 |  |  |  |  | 10026 | F6 |  |  | Profile | PU4-31C Drive
PU5-2 | Clarified Water Circulating Pump | The Washery / Clarified Water System | Pump,Speed Controlled | PU5_2 |  |  | 444.88, 251.48,0¦13.716032981873,13.716032981873,13.716032981873¦0,0,0 | 1 | 10031 | C5 | AC Power | PU5-2 Drive | Monitors | PU5-2 Drive | Clarified Water | V0460
| PU5-2 Drive | PU5-2 | Variable Speed Drive | PU5_2 |  |  |  |  | 10031 | C5 |  |  | Profile | PU4-35 Drive
PU7-10 | Flotation Reagent Pump A | The Washery / Small Coal / Primary DMC / DMC Drain and Rinse | Pump | PU7_10 | [6 empty] | AC Power | PU7-10 Drive | Monitors | PU7-10 Drive
| PU7-10 Drive | PU7-10 | Fixed Speed Drive | PU7_10 |  |  |  |  | 10014 | F4
PU7-11 | Flotation Reagent Pump B | The Washery / Small Coal / Primary DMC / DMC Drain and Rinse | Pump | PU7_11 | [6 empty] | AC Power | PU7-11 Drive | Monitors | PU7-11 Drive
| PU7-11 Drive | PU7-11 | Fixed Speed Drive | PU7_11 |  |  |  |  | 0 | 0 |  |  | Profile | PU7-10 Drive
SE4-36 | Tailings Spiral Classifier | The Washery / Tailings / Thickening / Tailings Thickener | Equipment | SE4_36 |  |  |  |  | 10026 | G4 | Tailings - Oversized (Product) | FV4-32.4, FV4-32.3, SN4-34 | Monitors | SE4-36 Drive | Startup Sequence | PU4-28
| SE4-36 Drive | SE4-36 | Fixed Speed Drive | SE4_36 |  |  |  |  | 10026 | G4
SN3-13A | Clean Coal Screen A | The Washery / Small Coal / Primary DMC / DMC Drain and Rinse | Screen - Double Underflow | SN3_13A |  |  | 772.8, 268.1, 100.0¦29.8, 15.0, 20.5¦0.0, 270.5, 0.0 |  | 10014 | F4 | AC Power | SN3-13A Drive | Monitors | SN3-13A Drive
| SN3-13A Drive | SN3-13A | Fixed Speed Drive | SN3_13A |  |  |  |  | 10014 | F4
SN3-13B | Clean Coal Screen B | The Washery / Small Coal / Primary DMC / DMC Drain and Rinse | Screen - Double Underflow | SN3_13B |  |  | 734.1, 268.1, 100.0¦29.8, 15.0, 20.5¦0.0, 270.5, 0.0 |  | 10014 | F5 | Profile | SN3-13A | AC Power | SN3-13B Drive | Monitors | SN3-13B Drive
| SN3-13B Drive | SN3-13B | Fixed Speed Drive | SN3_13B |  |  |  |  | 10014 | F5 |  |  | Profile | SN3-13A Drive
SN3-13C | Clean Coal Screen C | The Washery / Small Coal / Primary DMC / DMC Drain and Rinse | Screen - Double Underflow | SN3_13C |  |  | 694.8, 268.1, 100.0¦29.8, 15.0, 20.5¦0.0, 270.5, 0.0 |  | 10014 | F6 | Profile | SN3-13B | AC Power | SN3-13C Drive | Monitors | SN3-13C Drive
| SN3-13C Drive | SN3-13C | Fixed Speed Drive | SN3_13C |  |  |  |  | 10014 | F6 |  |  | Profile | SN3-13B Drive
SN3-13D | Clean Coal Screen D | The Washery / Small Coal / Primary DMC / DMC Drain and Rinse | Screen - Double Underflow | SN3_13D |  |  | 653.6, 268.1, 100.0¦29.8, 15.0, 20.5¦0.0, 270.5, 0.0 |  | 10014 | F7 | Profile | SN3-13C | AC Power | SN3-13D Drive | Monitors | SN3-13D Drive
| SN3-13D Drive | SN3-13D | Fixed Speed Drive | SN3_13D |  |  |  |  | 10014 | F7 |  |  | Profile | SN3-13C Drive
SN3-13E | Clean Coal Screen E | The Washery / Small Coal / Primary DMC / DMC Drain and Rinse | Screen - Double Underflow | SN3_13E |  |  | 599.8, 268.1, 100.0¦29.8, 15.0, 20.5¦0.0, 270.5, 0.0 |  | 10014 | F8 | Profile | SN3-13D | AC Power | SN3-13E Drive | Monitors | SN3-13E Drive
| SN3-13E Drive | SN3-13E | Fixed Speed Drive | SN3_13E |  |  |  |  | 10014 | F8 |  |  | Profile | SN3-13D Drive
SN3-13G | Clean Coal Screen F | The Washery / Small Coal / Primary DMC / DMC Drain and Rinse | Screen - Double Underflow | SN3_13G |  |  |  |  | 10014 | F9 | Profile | SN3-13E | AC Power | SN3-13G Drive | Monitors | SN3-13G Drive
| SN3-13G Drive | SN3-13G | Fixed Speed Drive | SN3_13G |  |  |  |  | 10014 | F9 |  |  | Profile | SN3-13E Drive
SN3-16A | Primary Cyclone Underflow Screen A | The Washery / Small Coal / Primary DMC / DMC Module A | Screen - Double Underflow | SN3_16A |  |  | 719.2, 195.4, 50.0¦29.8, 15.0, 24.4¦0.0, 0.0, 0.0 | 3 | 10012 | C10 | Coal (Product) | CY3-10A.1, CY3-10A.2 | AC Power | SN3-16A Drive | Monitors | SN3-16A Drive
| SN3-16A Drive | SN3-16A | Fixed Speed Drive | SN3_16A |  |  |  |  | 10012 | C10 |  |  | Profile | SN3-13G Drive
SN3-16B | Primary Cyclone Underflow Screen B | The Washery / Small Coal / Primary DMC / DMC Module B | Screen - Double Underflow | SN3_16B |  |  | 661.8, 195.9, 50.0¦29.8, 15.0, 23.4¦0.0, 0.0, 0.0 |  | 10013 | C10 |  |  | AC Power | SN3-16B Drive | Monitors | SN3-16B Drive
| SN3-16B Drive | SN3-16B | Fixed Speed Drive | SN3_16B |  |  |  |  | 10013 | C10
SN3-5A | Desliming Screen A | The Washery / Small Coal / Desliming / Module A | Screen - Single Underflow | SN3_5A |  |  | 773.1, 383.1, 100.0¦35.8, 15.0, 25.9¦0.0, 90.0, 0.0 |  | 10011 | F4 | Reject (Product) | DT3-17A | AC Power | SN3-5A Drive | Monitors | SN3-5A Drive
| SN3-5A Drive | SN3-5A | Fixed Speed Drive | SN3_5A |  |  |  |  | 10011 | F4
SN3-5B | Desliming Screen B | The Washery / Small Coal / Desliming / Module A | Screen - Single Underflow | SN3_5B |  |  | 732.5, 383.1, 100.0¦35.8, 15.0, 25.9¦0.0, 90.0, 0.0 |  | 10011 | F5 | Profile | SN3-5A | AC Power | SN3-5B Drive | Monitors | SN3-5B Drive
| SN3-5B Drive | SN3-5B | Fixed Speed Drive | SN3_5B |  |  |  |  | 10011 | F5 | Profile | SN3-5A Drive
SN3-5C | Desliming Screen C | The Washery / Small Coal / Desliming / Module A | Screen - Single Underflow | SN3_5C |  |  | 695.4, 383.1, 100.0¦35.8, 15.0, 25.9¦0.0, 90.0, 0.0 |  | 10011 | F7 | Profile | SN3-5B | Reject (Product) | DT3-17A | AC Power | SN3-5C Drive | Monitors | SN3-5C Drive
| SN3-5C Drive | SN3-5C | Fixed Speed Drive | SN3_5C |  |  |  |  | 10011 | F7 | Profile | SN3-5B Drive
SN3-5D | Desliming Screen D | The Washery / Small Coal / Desliming / Module B | Screen - Single Underflow | SN3_5D |  |  | 659.5, 383.1, 100.0¦35.8, 15.0, 25.9¦0.0, 90.0, 0.0 |  | 10011 | E8 | Profile | SN3-5C | AC Power | SN3-5D Drive | Monitors | SN3-5D Drive
| SN3-5D Drive | SN3-5D | Fixed Speed Drive | SN3_5D |  |  |  |  | 10011 | E8 | Profile | SN3-5C Drive
SN3-5E | Desliming Screen E | The Washery / Small Coal / Desliming / Module B | Screen - Single Underflow | SN3_5E |  |  | 624.3, 383.1, 100.0¦35.8, 15.0, 25.9¦0.0, 90.0, 0.0 |  | 10011 | E9 | Profile | SN3-5D | AC Power | SN3-5E Drive | Monitors | SN3-5E Drive
| SN3-5E Drive | SN3-5E | Fixed Speed Drive | SN3_5E |  |  |  |  | 10011 | E9 | Profile | SN3-5D Drive
SN3-5F | Desliming Screen F | The Washery / Small Coal / Desliming / Module B | Screen - Single Underflow | SN3_5F |  |  | 588.1, 383.1, 100.0¦35.8, 15.0, 25.9¦0.0, 90.0, 0.0 |  | 10011 | F10 | Profile | SN3-5E | AC Power | SN3-5F Drive | Monitors | SN3-5F Drive
| SN3-5F Drive | SN3-5F | Fixed Speed Drive | SN3_5F |  |  |  |  | 10011 | F10 | Profile | SN3-5E Drive
SN4-34 | Tailings Oversize Screen | The Washery / Tailings / Thickening / Tailings Thickener | Screen - Single Underflow | SN4_34 |  |  |  |  | 10026 | E4 | Tailings - Oversized (Product) | FB4-34 | AC Power | SN4-34 Drive | Monitors | SN4-34 Drive | Startup Sequence | SE4-36,PU4-35
| SN4-34 Drive | SN4-34 | Fixed Speed Drive | SN4_34 |  |  |  |  | 10026 | E4 | Profile | SN3-5F Drive
SP-1236 | Tailings Classifier Sample Point | BX4-32A | Sample Point | SP_1236 | SP-CP-01 | SP-CP-01 |  |  |  |  | Tailings (Product) | V1806
SP-1357 | FB-C Conc. Recirc Line Sample Point | TK4-11 | Sample Point | SP_1357 | SP-CP-01 | SP-1357 |  |  |  |  | Concentrate (Product) | V0635
SP-1388 | FB-C Concentrate Sample Point #1 | The Washery / Fine Coal / Flotation / Bank C | Sample Point | SP_1388 | SP-SC-03 | SP-1388 |  |  |  |  | Concentrate (Product) | V2349
SP-1447 | Tailings Oversize Screen FB Spray | FB4-34 | Spray | SP_1447 | [6 empty] | Clarified Water | V0306
SP-168 | FB-C Conc. Sump Sample Point | TK4-11 | Sample Point | SP_168 | SP-CP-01 | SP-168 |  |  |  |  | Concentrate (Product) | V0634
TK3-1A | Fine Coal Feed Sump A | The Washery / Small Coal / Feed | Cone Tank | LC3_1A_1 |  |  | 777.48, 452.23,0¦37.320030212402,37.320030212402,37.320030212402¦0,0,0 |  | 10010 | D4 | Reject (Product) | DT3-66
TK3-1C | Fine Coal Feed Sump C | The Washery / Small Coal / Feed | Cone Tank | LC3_1C_1 |  |  | 817.14, 661.41,0¦39.762237548828,39.762237548828,39.762237548828¦0,0,0 |  | 10010 | G8
TK3-20A | Correct Medium Sump A | The Washery / Small Coal / Primary DMC / DMC Drain and Rinse | Sump, Level Monitored | LC3_20A_1 |  |  | 732.76, 223.19,0¦25.477802276611,25.477802276611,25.477802276611¦0,0,0 |  | 10012 | G3 | Blower Air | V0374, V0375, V0376, V0377 | Coal (Product) | SN3-13A, SN3-13B, SN3-5A, SN3-5B, SN3-5C, DT3-18A, DT3-19A,DCV3-20A.1 | Monitors | LT3-20A.1,LIC3-20A.1
TK3-20B | Correct Medium Sump B | The Washery / Small Coal / Primary DMC / DMC Drain and Rinse | Sump, Level Monitored | LC3_20B_1 |  |  | 654.76, 223.57,0¦27.033344268799,27.033344268799,27.033344268799¦0,0,0 |  | 10013 | G3 | Blower Air | V0374, V0375, V0376, V0377 | Coal (Product) | SN3-13A, SN3-13B, SN3-5A, SN3-5B, SN3-5C, DT3-18A, DT3-19A,DCV3-20B.1 | Monitors | LT3-20B.1,LIC3-20B.1
TK3-22A | Dilute Medium Sump A | The Washery / Small Coal / Primary DMC / DMC Drain and Rinse | Sump, Level Monitored | LC3_22A_1 |  |  | 694.15, 222.80,0¦26.247730255127,26.247730255127,26.247730255127¦0,0,0 |  |  | A3 | Coal (Product) | SN3-16A,SN3-13A,SN3-13B,SN3-13C,SN3-13D,SN3-13E | Reject (Product) | DT3-66
TK3-8A | Primary DMC Feed Sump A | The Washery / Small Coal / Primary DMC / DMC Module A | Cone Tank, Level Monitored | LC3_8A_1 |  |  | 732.94, 344.91,0¦30.532110214233,30.532110214233,30.532110214233¦0,0,0 |  | 10012 | G5 | Monitors | LT3-8A.1 | Coal (Product) | DT3-17A | Monitors | LIC3-8A.1
TK3-8B | Primary DMC Feed Sump B | The Washery / Small Coal / Primary DMC / DMC Module B | Cone Tank, Level Monitored | LC3_8B_1 |  |  | 597.45, 345.61,0¦31.452783584595,31.452783584595,31.452783584595¦0,0,0 |  | 10013 | G5 | Monitors | LT3-8B.1 | Coal (Product) | DT3-17B | Monitors | LIC3-8B.1
TK4-1 | Filter Feed Sump | The Washery / Fine Coal / Thickening | Sump | TK4_1 | [6 empty] | Monitors | LT4-16.1
TK4-11 | Flotation Concentrate Sump | The Washery / Fine Coal / Flotation | Sump | TK4_11 |  |  | 462.46, 431.59,0¦40.547897338867,40.547897338867,40.547897338867¦0,0,0 |  | 10047 | G9
TK4-14 | Coal Thickener Tank | The Washery / Fine Coal / Thickening / Coal Thickening | Tank | TK4_14 |  |  | 259.6, 426.4, 0.0¦219.5, 78.2, 219.5¦0.0, 0.0, 0.0 |  |  |  | Concentrate (Product) | BX4-13A | Monitors | PT4-14A.1
TK4-16 | Filter Feed Sump | The Washery / Fine Coal / Filtration | Sump, Level Monitored | TK4_16 |  |  | 509.37, 345.96,0¦38.442493438721,38.442493438721,38.442493438721¦0,0,0 |  | 10023 | C3 | Monitors | LT4-16.1
TK4-1A | Flotation Feed Sump A | The Washery / Fine Coal / Flotation Feed | Sump, Level Monitored | TK4_1A |  |  | 565.64, 400.48,0¦24.468656539917,24.468656539917,24.468656539917¦0,0,0 |  | 10012 | B8 | Monitors | LIC4-1A.1
TK4-1B | Flotation Feed Sump B | The Washery / Fine Coal / Flotation Feed | Sump, Level Monitored | LC4_27_1 |  |  | 565.64, 361.34,0¦26.565824508667,26.565824508667,26.565824508667¦0,0,0 |  | 10013 | B8 | Monitors | LIC4-1B.1
TK4-27 | Coal Thickener Overflow Sump | The Washery / Fine Coal / Thickening / Coal Thickening | Sump, Level Monitored | LC4_27_1 |  |  | 454.14, 391.05,0¦31.462003707886,31.462003707886,31.462003707886¦0,0,0 |  | 10022 | G8 | Tailings (Product) | TK4-30C
TK4-30A | FB-A Flotation Tailings Sump | The Washery / Fine Coal / Flotation / Bank A | Sump, Level Monitored | LIC4_30A_1 |  |  | 572.72, 765.98,0¦35.186100006104,35.186100006104,35.186100006104¦0,0,0 |  | 10046 | D5 | Clarified Water | LCV4-30A.1 | Tailings (Product) | V2263 | Monitors | LIC4-30A.1
TK4-30B | FB-B Flotation Tailings Sump | The Washery / Fine Coal / Flotation / Bank B | Sump, Level Monitored | LIC4_30B_1 |  |  |  |  | 10046 | D10 | Clarified Water | LCV4-30C.1 | Tailings (Product) | V2263 | Monitors | LIC4-30C.1
TK4-30C | FB-C Flotation Tailings Sump | The Washery / Fine Coal / Flotation / Bank C | Sump, Level Monitored | LIC4_30B_1 |  |  | 513.14, 482.97,0¦25.870145797729,25.870145797729,25.870145797729¦0,0,0 |  | 10047 | C6 | Clarified Water | LCV4-30C.1 | Tailings (Product) | V2263 | Monitors | LIC4-30C.1
TK4-35 | Tailings Oversize Sump | The Washery / Tailings / Thickening / Tailings Thickener | Sump | TK4_35
TK4-38 | Tailings Thickener Tank | The Washery / Tailings / Thickening / Tailings Thickener | Sump, Level Monitored | TK4_38 |  |  | 260.3, 65.3, 0.0¦220.7, 78.2, 220.7¦0.0, 0.0, 0.0 |  | 10026 | C8 | Tailings (Product) | BX4-32A,TK4-40 | Monitors | LT4-38.1,PT4-38.1 | Reject (Product) | UP4-53A,TK4-73
TK4-65A | Cloth Wash Return Sump | The Washery / Fine Coal / Filtration / HBF-A | Sump | TK4_65A |  |  |  |  | 10023 | G7
TK5-1A | Clarified Water Storage Tank B | The Washery / Clarified Water System | Sump | TK5_1A |  |  |  |  | 10031 | C3 | Clarified Water | TK5-1B
TK5-1B | Clarified Water Storage Tank A | The Washery / Clarified Water System | Sump | TK5_1B |  |  |  |  | 10031 | C4
V0224 | Coal Thickener Tank Water Isolator | TK4-14 | Ball Valve, Water Isolation Valve | V0224 | VG1-02-80 | V0224
V0304 | Tailings Oversize Screen Sample Valve | SN4-34 | Ball Valve | V0304 | VB1-01-25 | V0304 |  |  |  |  | Tailings - Oversized (Product) | SN4-34
V0306 | Tailings Oversize Screen FB Spray Isolator | FB4-34 | Ball Valve | V0306 | VB1-01-50 | V0306 |  |  |  |  | Clarified Water | PU5-2
V0309 | Tailings Spiral Classifier Drain Valve | SE4-36 | Butterfly Valve | V0309 | VF1-01-100 | V0309 |  |  |  |  | Tailings - Oversized (Product) | SE4-36
V0373 | Medium Sump A Air Isolator | TK3-20A | Ball Valve | V0373 | VB1-01-25 | V0373
V0374 | Medium Sump Bubbler Valve #1 | TK3-20A | Ball Valve | V0374 | VB1-01-25 | V0374 |  |  |  |  | Blower Air | V0373
V0375 | Medium Sump Bubbler Valve #2 | TK3-20A | Ball Valve | V0375 | VB1-01-25 | V03745 |  |  |  |  | Blower Air | V0373 | Profile | V0374
V0376 | Medium Sump Bubbler Valve #3 | TK3-20A | Ball Valve | V0376 | VB1-01-25 | V0376 |  |  |  |  | Blower Air | V0373 | Profile | V0375
V0377 | Medium Sump Bubbler Valve #4 | TK3-20A | Ball Valve | V0377 | VB1-01-25 | V0377 |  |  |  |  | Blower Air | V0373 | Profile | V0376
V0378 | DMC Feed Sump A Sample Point | TK3-8A | Ball Valve | V0378 | VB1-01-25 | V0378
V0634 | FB-C Conc. Sump Sample Valve | TK4-11 | Ball Valve | V0634 | VB1-02-50 | V0634 |  |  |  |  | Concentrate (Product) | TK4-11
V0635 | FB-C Conc. Recirc Line Sample Valve | TK4-11 | Ball Valve | V0635 | VB3-01-50 | V0635 |  |  |  |  | Concentrate (Product) | PU4-12
V0637 | FB-C Tailings Sump Water Isolator | The Washery / Fine Coal / Flotation / Bank C / FB-C Water System | Knife Valve | V0637 | VK1-02-100 | V0637 |  |  |  |  | Clarified Water | PU5-2
V0640 | FB-C Spray #1 Isolation Valve | The Washery / Fine Coal / Flotation / Bank C / FB-C Water System | Ball Valve, Water Isolation Valve | V0640 | VF1-01-125 | V0640 |  |  |  |  | Clarified Water | FV4-4C.1
V0640 | FB-C Spray #6 Isolation Valve | The Washery / Fine Coal / Flotation / Bank C / FB-C Water System | Ball Valve, Water Isolation Valve | V0640 | VF1-01-125 | V0640 |  |  |  |  | Clarified Water | FV4-4C.1 | Profile | V0645
V0640 | FB-C Spray #7 Isolation Valve | The Washery / Fine Coal / Flotation / Bank C / FB-C Water System | Ball Valve, Water Isolation Valve | V0640 | VF1-01-125 | V0640 |  |  |  |  | Clarified Water | FV4-4C.1 | Profile | V0640
V0640 | FB-C Spray #8 Isolation Valve | The Washery / Fine Coal / Flotation / Bank C / FB-C Water System | Ball Valve, Water Isolation Valve | V0640 | VF1-01-125 | V0640 |  |  |  |  | Clarified Water | FV4-4C.1 | Profile | V0640
V06401 | FB-C Spray #2 Isolation Valve | The Washery / Fine Coal / Flotation / Bank C / FB-C Water System | Ball Valve, Water Isolation Valve | V06401 | VF1-01-125 | V0641 |  |  |  |  | Clarified Water | FV4-4C.1 | Profile | V0640
V0641 | Tailings Oversize Screen Drain Valve | SN4-34 | Butterfly Valve | V0641 | VF1-01-100 | V0641 |  |  |  |  | Tailings - Oversized (Product) | SN4-34
V0642 | FB-C Spray #3 Isolation Valve | The Washery / Fine Coal / Flotation / Bank C / FB-C Water System | Ball Valve, Water Isolation Valve | V0642 | VF1-01-125 | V0642 |  |  |  |  | Clarified Water | FV4-4C.1 | Profile | V06401
V0645 | FB-C Spray #5 Isolation Valve | The Washery / Fine Coal / Flotation / Bank C / FB-C Water System | Ball Valve, Water Isolation Valve | V0645 | VF1-01-125 | V0645 |  |  |  |  | Clarified Water | FV4-4C.1 | Profile | V0649
V0649 | FB-C Spray #4 Isolation Valve | The Washery / Fine Coal / Flotation / Bank C / FB-C Water System | Ball Valve, Water Isolation Valve | V0649 | VF1-01-125 | V0649 |  |  |  |  | Clarified Water | FV4-4C.1 | Profile | V0642
V1521 | Tailings Oversize Sump Sample Valve | TK4-35 | Ball Valve | V1521 | VB1-01-25 | V1521
V1805 | Thickener Feed Box Isolator | BX4-32A | Ball Valve | V1805 | VB1-01-50 | V1805 |  |  |  |  | Tailings (Product) | BX4-32A
V1806 | Tailings Classifier Sample Valve | BX4-32A | Ball Valve | V1806 | VB1-01-25 | V1806 |  |  |  |  | Tailings (Product) | BX4-32A
V1885 | DMC Feed Sump A Level Isolation Valve | TK3-8A | Knife Valve | V1885 | VK2-02-80 | V1885
V2260 | FB-C Spray Control Isolator | The Washery / Fine Coal / Flotation / Bank C / FB-C Water System | Knife Valve | V2260 | VK1-02-80 | V2260 |  |  |  |  | Clarified Water | PU5-2
V2261 | FB-C Primary Tank Air Isolator | The Washery / Fine Coal / Flotation / Bank C / FB-C Air System | Butterfly Valve, Air Isolation Valve | V2261 | VF1-01-200 | V2261 |  |  |  |  | Blower Air | FN4-5
V2263 | FB-C Primary Tank Tailing Outlet | The Washery / Fine Coal / Flotation / Bank C / FB-C Cell Outlets | Butterfly Valve | V2263 | VF1-01-200 | V2263 |  |  |  |  | Tailings (Product) | AG4-4C1, AG4-4C2, AG4-4C3
V2349 | FB-C Concentrate Sample Valve #1 | The Washery / Fine Coal / Flotation / Bank C / FB-C Cell Outlets | Ball Valve | V2349 | VB1-01-25 | V2349
V2415 | FB-C Secondary Tank Air Isolator | The Washery / Fine Coal / Flotation / Bank C / FB-C Air System | Butterfly Valve, Air Isolation Valve | V2415 | VF1-01-200 | V2415 |  |  |  |  | Blower Air | FN4-5
V2819 | Tailings Oversize Chute Water Isolator B | CH4-34 | Butterfly Valve, Water Isolation Valve | V2819 | VF1-41-80 | V2819 |  |  |  |  | Clarified Water | PU5-2 | Profile | V2820
V2820 | Tailings Oversize Chute Water Isolator A | CH4-34 | Butterfly Valve, Water Isolation Valve | V2820 | VF1-41-80 | V2820 |  |  |  |  | Clarified Water | PU5-2
YC4-4C.2 | FB-C Discharge Flow Valve #1 Solenoid | The Washery / Fine Coal / Flotation / Bank C / FB-C Cell Outlets | 3-Way Solenoid Valve | YC4_4C_2
YC4-4C.3 | FB-C Discharge Flow Valve #2 Solenoid | The Washery / Fine Coal / Flotation / Bank C / FB-C Cell Outlets | 3-Way Solenoid Valve | YC4_4C_3 | [6 empty] | Profile | YC4-4C.2
ZSH3-16A.1 | DMC Reject Proxmity | GT3-16A | Valve Switch | ZSH3_16A_1
FV3-5.1 | Clarified Water A, B & C Flow Valve | The Washery / Small Coal / Desliming / Module A | Knife On/Off Valve,Closes High | FV3_5_1 |  |  |  |  | 10011 | C3
FV3-5.2 | Clarified Water D, E & F Flow Valve | The Washery / Small Coal / Desliming / Module B | Knife On/Off Valve,Closes High | FV3_5_2 |  |  |  |  | 10011 | C11
FV3-12A.1 | Clean Coal Sieve Bend A Valve | SI3-12A | Sieve Bend Valve | FV3_12A_1 |  |  |  |  | 10014 | E2
FV3-12B.1 | Clean Coal Sieve Bend B Valve | SI3-12B | Sieve Bend Valve | FV3_12B_1 |  |  |  |  | 10014 | E4 | Profile | SI3-12A
FV3-12C.1 | Clean Coal Sieve Bend C Valve | SI3-12C | Sieve Bend Valve | FV3_12C_1 |  |  |  |  | 10014 | E6 | Profile | SI3-12B
FV3-12D.1 | Clean Coal Sieve Bend D Valve | SI3-12D | Sieve Bend Valve | FV3_12D_1 |  |  |  |  | 10014 | E8 | Profile | SI3-12C
FV3-12E.1 | Clean Coal Sieve Bend E Valve | SI3-12E | Sieve Bend Valve | FV3_12E_1 |  |  |  |  | 10014 | E9 | Profile | SI3-12D
FV3-12G.1 | Clean Coal Sieve Bend F Valve | SI3-12G | Sieve Bend Valve | FV3_12G_1 |  |  |  |  | 10014 | E10 | Profile | SI3-12E
SI3-12A | Clean Coal Sieve Bend A | SN3-13A | Sieve Bend | SI3_12A |  |  |  |  | 10014 | E2 | Profile | SI3-12G
SI3-12B | Clean Coal Sieve Bend B | SN3-13B | Sieve Bend | SI3_12B |  |  |  |  | 10014 | E4 | Profile | SI3-12A
SI3-12C | Clean Coal Sieve Bend C | SN3-13C | Sieve Bend | SI3_12C |  |  |  |  | 10014 | E6 | Profile | SI3-12B
SI3-12D | Clean Coal Sieve Bend D | SN3-13D | Sieve Bend | SI3_12D |  |  |  |  | 10014 | E8 | Profile | SI3-12C
SI3-12E | Clean Coal Sieve Bend E | SN3-13E | Sieve Bend | SI3_12E |  |  |  |  | 10014 | E9 | Profile | SI3-12D
SI3-12G | Clean Coal Sieve Bend G | SN3-13G | Sieve Bend | SI3_12G |  |  |  |  | 10014 | E10 | Profile | SI3-12E
FV3-4A.1 | Desliming Sieve Bend A Valve | SI3-4A | Sieve Bend Valve | FV3_4A_1 |  |  |  |  | 10011 | E2 | Small Coal (Product) | SI3-4A
FV3-4B.1 | Desliming Sieve Bend B Valve | SI3-4B | Sieve Bend Valve | FV3_4B_1 |  |  |  |  | 10011 | E4 | Small Coal (Product) | SI3-4B | Profile | FV3-4A.1
FV3-4C.1 | Desliming Sieve Bend C Valve | SI3-4C | Sieve Bend Valve | FV3_4C_1 |  |  |  |  | 10011 | E6 | Small Coal (Product) | SI3-4C | Profile | FV3-4B.1
FV3-4D.1 | Desliming Sieve Bend D Valve | SI3-4D | Sieve Bend Valve | FV3_4D_1 |  |  |  |  | 10011 | E8 | Small Coal (Product) | SI3-4D | Profile | FV3-4C.1
FV3-4E.1 | Desliming Sieve Bend E Valve | SI3-4E | Sieve Bend Valve | FV3_4E_1 |  |  |  |  | 10011 | E9 | Small Coal (Product) | SI3-4E | Profile | FV3-4D.1
FV3-4F.1 | Desliming Sieve Bend F Valve | SI3-4F | Sieve Bend Valve | FV3_4F_1 |  |  |  |  | 10011 | E10 | Small Coal (Product) | SI3-4F | Profile | FV3-4E.1
SI3-4A | Desliming Sieve Bend A | SN3-5A | Sieve Bend | SI3_4A |  |  | 772.71, 413.38,50¦17.585493087769,17.585493087769,17.585493087769¦0,0,0 |  | 10014 | E2 | Small Coal (Product) | FB3-4A
SI3-4B | Desliming Sieve Bend B | SN3-5B | Sieve Bend | SI3_4B |  |  | 733.35, 413.84,50¦14.812817573547,14.812817573547,14.812817573547¦0,0,0 |  | 10014 | E4 | Small Coal (Product) | FB3-4B | Profile | SI3-4A
SI3-4C | Desliming Sieve Bend C | SN3-5C | Sieve Bend | SI3_4C |  |  | 694.92, 413.38,50¦15.736415863037,15.736415863037,15.736415863037¦0,0,0 |  | 10014 | E6 | Small Coal (Product) | FB3-4C | Profile | SI3-4B
SI3-4D | Desliming Sieve Bend D | SN3-5D | Sieve Bend | SI3_4D |  |  | 659.73, 414.31,50¦14.810385704041,14.810385704041,14.810385704041¦0,0,0 |  | 10014 | E8 | Small Coal (Product) | FB3-4D | Profile | SI3-4C
SI3-4E | Desliming Sieve Bend E | SN3-5E | Sieve Bend | SI3_4E |  |  | 626.39, 413.38,50¦14.814604759216,14.814604759216,14.814604759216¦0,0,0 |  | 10014 | E9 | Small Coal (Product) | FB3-4E | Profile | SI3-4D
SI3-4F | Desliming Sieve Bend F | SN3-5F | Sieve Bend | SI3_4F |  |  | 586.57, 414.31,50¦16.666152954102,16.666152954102,16.666152954102¦0,0,0 |  | 10014 | E10 | Small Coal (Product) | FB3-4F | Profile | SI3-4E
FV3-2A.1 | Fine Coal Feed Pump A Shutoff Valve | The Washery / Small Coal / Feed | Manual Knife Valve | FV3_2A_1 |  |  |  |  | 10010 | D6 | Small Coal (Product) | TK3-1A
FV3-2A.2 | Fine Coal Feed Pump A Drain Valve | The Washery / Small Coal / Feed | Manual Knife Valve | FV3_2A_2 |  |  |  |  | 10010 | D5 | Small Coal (Product) | TK3-1A
FV3-2B.1 | Fine Coal Feed Pump B Shutoff Valve | The Washery / Small Coal / Feed | Manual Knife Valve | FV3_2B_1 |  |  |  |  | 10010 | E5 | Small Coal (Product) | TK3-1A
FV3-2B.2 | Fine Coal Feed Pump B Drain Valve | The Washery / Small Coal / Feed | Manual Knife Valve | FV3_2B_2 |  |  |  |  | 10010 | E5 | Small Coal (Product) | TK3-1A
FV3-2C.1 | Fine Coal Feed Pump C Shutoff Valve | The Washery / Small Coal / Feed | Manual Knife Valve | FV3_2C_1 |  |  |  |  | 10010 | G10 | Small Coal (Product) | TK3-1C
FV3-2C.2 | Fine Coal Feed Pump C Drain Valve | The Washery / Small Coal / Feed | Manual Knife Valve | FV3_2C_2 |  |  |  |  | 10010 | G10 | Small Coal (Product) | TK3-1C
PU4-39A | Tailings Thickener Underflow Pump A | The Washery / Tailings / Thickening / Tailings Thickener | Fixed Speed Pump | PU4_39A |  |  |  |  | 10026 | F9 | AC Power | PU4-39A Drive | Monitors | PU4-39A Drive
| PU4-39A Drive | PU4-39A | Fixed Speed Drive | PU4_39A |  |  |  |  | 10026 | F9
PU4-39B | Tailings Thickener Underflow Pump B | The Washery / Tailings / Thickening / Tailings Thickener | Pump | PU4_39B |  |  |  |  | 10026 | E9 | AC Power | PU4-39B Drive | Monitors | PU4-39B Drive
| PU4-39B Drive | PU4-39B | Fixed Speed Drive | PU4_39B |  |  |  |  | 10026 | E9
PU4-43 | Tailings Floor Sump Pump | The Washery / Tailings / Thickening / Tailings Thickener | Pump | PU4_43 |  |  | 504.03, 455.62,0¦11.756588935852,11.756588935852,11.756588935852¦0,0,0 |  | 10022 | G6 | AC Power | PU4-43 Drive | Monitors | PU4-43 Drive
| PU4-43 Drive | PU4-43 | Fixed Speed Drive | PU4_43 |  |  |  |  | 10022 | G6
PU4-44 | Flotation Area Floor Sump Pump | The Washery / Fine Coal / Thickening | Pump | PU4_44 |  |  |  |  | 10022 | G6 | AC Power | PU4-44 Drive | Monitors | PU4-44 Drive
| PU4-44 Drive | PU4-44 | Fixed Speed Drive | PU4_44 |  |  |  |  | 10022 | G6
PU4-47A | HBF Feed Pump A | The Washery / Fine Coal / Filtration / HBF-A | Pump,Speed Controlled | PU4_47A |  |  |  |  | 10023 | D5 | AC Power | PU4-47A Drive | Monitors | PU4-47A Drive
| PU4-47A Drive | PU4-47A | Variable Speed Drive | PU4_47A |  |  |  |  | 10023 | D5
PU4-47B | HBF Feed Pump B | The Washery / Fine Coal / Filtration / HBF-B | Pump,Speed Controlled | PU4_47B |  |  | 488.40, 315.20,0¦7.6812620162964,7.6812620162964,7.6812620162964¦0,0,0 |  | 10023 | D5 | AC Power | PU4-47B Drive | Monitors | PU4-47B Drive
| PU4-47B Drive | PU4-47B | Variable Speed Drive | PU4_47B |  |  |  |  | 10023 | D5
PU4-47C | HBF Feed Pump C | The Washery / Fine Coal / Filtration / HBF-C | Pump,Speed Controlled | PU4_47C |  |  | 459.04, 345.26,0¦13.273393630981,13.273393630981,13.273393630981¦0,0,0 |  | 10023 | C5 | AC Power | PU4-47C Drive | Monitors | PU4-47C Drive
| PU4-47C Drive | PU4-47C | Variable Speed Drive | PU4_47C |  |  |  |  | 10023 | C5
PU4-62A | Vacuum Pump A | The Washery / Fine Coal / Filtration / HBF-A | Pump | PU4_62A |  |  |  |  | 10023 | F4 | AC Power | PU4-62A Drive | Monitors | PU4-62A Drive
| PU4-62A Drive | PU4-62A | Fixed Speed Drive | PU4_62A |  |  |  |  | 10023 | F4
PU4-63A | Filtrate Pump A | The Washery / Fine Coal / Filtration / HBF-A | Pump | PU4_63A |  |  |  |  | 10023 | F10 | AC Power | PU4-63A Drive | Monitors | PU4-63A Drive
| PU4-63A Drive | PU4-63A | Fixed Speed Drive | PU4_63A |  |  |  |  | 10023 | F10
PU4-66A | Cloth Wash Return Pump A | The Washery / Fine Coal / Filtration / HBF-A | Pump | PU4_66A |  |  |  |  | 10023 | G10 | AC Power | PU4-66A Drive | Monitors | PU4-66A Drive
| PU4-66A Drive | PU4-66A | Fixed Speed Drive | PU4_66A |  |  |  |  | 10023 | G10
DV4-14C | Coal Thickener Rake Lift | The Washery / Fine Coal / Thickening / Coal Thickening | Rake Lift | DV4_14C |  |  |  |  | 10022 | D8
LIC3-1A.1 | TK3-1A Level Controller | TK3-1A | Level Controller | LC3_1A_1 |  |  |  |  | 10010 | C5
LIC3-1C.1 | TK3-1C Level Controller | TK3-1C | Level Controller | LC3_1C_1 |  |  |  |  | 10010 | G8
LIC4-27.1 | Coal Thickener Sump Level Control | TK4-27 | Level Controller | LC4_27_1 |  |  |  |  | 10022 | C4
LT4-16.1 | Filter Feed Sump Level Transmitter | TK4-16 | Level Transmitter, Level Alarm Monitor | LT4_16_1 |  |  |  |  | 10023 | D2
LIC4-1A.1 | Flotation Feed Sump A Level Control | TK4-1A | Level Controller | LIC4_1A_1 |  |  |  |  | 10021 | E5
LIC4-1B.1 | Flotation Feed Sump B Level Control | TK4-1B | Level Controller | LIC4_1B_1 |  |  |  |  | 10021 | E3
LIC4-60A.1 | Belt Press Level Controller | FL4-60A | Level Controller | LC4_60A_1 |  |  |  |  | 10023 | C8
LIC4-61A.1 | Filtrate Receiver Level Controller | PV4-61A | Level Controller | LC4_61A_1 |  |  |  |  | 10023 | E7
LT4-3.1 | Flotation Feed Distributor Level | The Washery / Fine Coal / Flotation Feed | Level Transmitter | LT4_3_1 |  |  |  |  | 10021 | C9
LT4-38.1 | Tailings Thickener Level | TK4-38 | Level Transmitter | LT4_38_1 |  |  |  |  | 10026 | C7
LT5-1A.1 | Clarified Water Storage Tank Level | TK5-1A | Level Transmitter | LT5_1A_1 |  |  |  |  | 10031 | B3
PCV4-5.1 | Flotation Blower Pressure Control Valve | The Washery / Fine Coal / Flotation | Knife Control Valve | PCV4_5_1 |  |  |  |  | 10055 | E3
PIC3-10A.2 | Primary Dense Medium Cyclone Pressure Ctrl. A | PT3-10A.2 | Pressure Controller | PIC3_9A_1 |  |  |  |  | 10012 | B8
PIC3-10B.2 | Primary Dense Medium Cyclone Pressure Ctrl. B | PT3-10B.2 | Pressure Controller | PIC3_9B_1 |  |  |  |  | 10012 | B8
PIC4-5.1 | Flotation Blower Pressure Controller | The Washery / Fine Coal / Flotation | Pressure Controller | PIC4_5_1 |  |  |  |  | 10046 | A4
PU3-21A | Correct Medium Pump - A | The Washery / Small Coal / Primary DMC / DMC Module A | Pump | PU3_21A |  |  | 757.85, 223.57,0¦6.1869654655457,6.1869654655457,6.1869654655457¦0,0,0 |  | 10012 | G5 | AC Power | PU3-21A Drive
| PU3-21A Drive | PU3-21A | Fixed Speed Drive | PU3_21A |  |  |  |  | 10012 | G5
PU3-21B | Correct Medium Pump - B | The Washery / Small Coal / Primary DMC / DMC Module B | Pump | PU3_21B |  |  | 630.05, 223.57,0¦6.9591822624207,6.9591822624207,6.9591822624207¦0,0,0 |  | 10012 | G5 | AC Power | PU3-21B Drive
| PU3-21B Drive | PU3-21B | Fixed Speed Drive | PU3_21B |  |  |  |  | 10012 | G5
PV4-61A | Filtrate Receiver A | The Washery / Fine Coal / Filtration / HBF-A | Tank | PV_61A |  |  |  |  | 10023 | E8 | Vacuum Air | PU4-62A
V1102 | Air Drier B Air Isolation Valve #1 | The Washery/Instrument Air System/Air Receiver Supply | Manual Ball Valve, Air Isolation Valve |  | VB3-01-50 | V1102 |  |  | 10037 |  | Instrument Air | SP-1544
V1111 | Air Drier A Air Isolation Valve #1 | The Washery/Instrument Air System/Air Receiver Supply | Manual Ball Valve, Air Isolation Valve |  | VB3-01-50 | V1111 |  |  | 10037 |  | Instrument Air | SP-1544
V1103 | Air Drier B Air Isolation Valve #2 | The Washery/Instrument Air System/Air Receiver Supply | Manual Ball Valve, Air Isolation Valve |  | VB3-01-50 | V1102 |  |  | 10037 |  | Instrument Air | V1102
V1117 | Air Drier A Air Isolation Valve #2 | The Washery/Instrument Air System/Air Receiver Supply | Manual Ball Valve, Air Isolation Valve |  | VB3-01-50 | V1111 |  |  | 10037 |  | Instrument Air | V1111
DY8-28B | Instrument Air Drier B | The Washery/Instrument Air System/Air Receiver Supply | Air Drier | DY8_27A |  |  | 701.47, 671.06,0¦7.3217725753784,7.3217725753784,7.3217725753784¦0,0,0 |  | 10037 | B6 | Instrument Air | V1103
DY8-28A | Instrument Air Drier B | The Washery/Instrument Air System/Air Receiver Supply | Air Drier | DY8_27B |  |  | 715.9, 671.1, 0.0¦7.3, 7.3, 7.3¦0.0, 0.0, 0.0 |  | 10037 | C6 | Instrument Air | V1117
V1118 | Air Drier A Relief Valve | DY8-28A | Manual Ball Valve |  | VB1-01-25 | V1118 |  |  | 10037 |  | Instrument Air | DY8-28A
V1119 | Air Drier A Downstream Isolation Valve | DY8-28A | Manual Ball Valve, Air Isolation Valve |  | VB3-01-50 | V1119 |  |  | 10037 |  | Instrument Air | DY8-28A
V1114 | Air Drier B Relief Valve | DY8-28B | Manual Ball Valve |  | VB1-01-25 | V1114 |  |  | 10037 |  | Instrument Air | DY8-28B
V1115 | Air Drier B Downstream Isolation Valve | DY8-28B | Manual Ball Valve, Air Isolation Valve |  | VB3-01-50 | V1115 |  |  | 10037 |  | Instrument Air | DY8-28B
SP-1530 | Air Drier Mainline Filter | The Washery/Instrument Air System/Air Receiver Supply | Air Filter |  | SP-FL-01 | SP-1530 |  |  | 10037 | C9 | Instrument Air | V1119,V1115
V2027 | Instrument Air Ring Main Isolation Valve | The Washery/Instrument Air System/Air Receiver Supply | Manual Ball Valve, Air Isolation Valve |  | VB1-01-32 | SP-1530 |  |  | 10037 |  | Instrument Air | SP-1530
V2026 | Coarse Coal Air Filter Isolation Valve | The Washery/Instrument Air System/Air Receiver Supply | Manual Ball Valve, Air Isolation Valve |  | VB3-01-50 | V2026 |  |  | 10037 |  | Instrument Air | SP-1530
SP-2065 | Coarse Coal Air Filter A | The Washery/Instrument Air System/Air Receiver Supply | Air Filter |  | SP-FL-03 | SP-2065 |  |  | 10037 |  | Instrument Air | V2026
SP-2066 | Coarse Coal Air Filter B | The Washery/Instrument Air System/Air Receiver Supply | Air Filter |  | SP-FL-03 | SP-2066 |  |  | 10037 |  | Instrument Air | SP-2065
CM8-23 | Package Air Compressor 1 | The Washery/Instrument Air System/Main Compressors Station | Compressor |  |  |  | 701.2, 768.7, 0.0¦26.0, 11.6, 13.7¦0.0, 0.0, 0.0 |  | 11509 |  | Instrument Air
CM8-24 | Package Air Compressor 2 | The Washery/Instrument Air System/Main Compressors Station | Compressor |  |  |  | 701.2, 740.1, 0.0¦26.0, 11.6, 13.7¦0.0, 0.0, 0.0 |  | 11509 |  | Instrument Air
CM8-25 | Package Air Compressor 3 | The Washery/Instrument Air System/Main Compressors Station | Compressor |  |  |  | 701.2, 712.5, 0.0¦26.0, 11.6, 13.7¦0.0, 0.0, 0.0 |  | 11509 |  | Instrument Air
SE8-29A | Oil / Water Separator | The Washery/Instrument Air System/Main Compressors Station | Oil-Water Separator |  |  |  | 686.61, 690.95,0¦10.058720588684,10.058720588684,10.058720588684¦0,0,0 |  | 11509 |  | Drain Air | DY8-28A,DY8-28B,PV8-26A,PV8-26B
V0352 | Pkg Air Compressor 1 Isolation Valve | CM8-23 | Manual Ball Valve, Air Isolation Valve |  | VB3-01-80 | V0352 |  |  | 11509 |  | Instrument Air | CM8-23
PV8-26A | Plant Air Receiver A | The Washery/Instrument Air System/Main Compressors Station | Air Receiver |  |  |  | 713.81, 688.67,0¦12.354365348816,12.354365348816,12.354365348816¦0,0,0 |  | 11509 |  | Instrument Air | V0757
PV8-26B | Plant Air Receiver B | The Washery/Instrument Air System/Main Compressors Station | Air Receiver |  |  |  | 696.67, 689.58,0¦12.342128753662,12.342128753662,12.342128753662¦0,0,0 |  | 11509 |  | Instrument Air | V0151
V0757 | Receiver 1 Inlet Isolation Valve | PV8-26A | Manual Butterfly Valve |  | VF1-01-100 |  |  |  | 11509 |  | Instrument Air | V0352,V0798,V0797
V0151 | Receiver 2 Inlet Isolation Valve | PV8-26B | Manual Butterfly Valve |  | VF1-01-100 |  |  |  | 11509 |  | Instrument Air | V0352,V0798,V0797
V0798 | Pkg Air Compressor 3 Isolation Valve | CM8-25 | Manual Ball Valve, Air Isolation Valve |  | VB3-01-80 | V0798 |  |  | 11509 |  | Instrument Air | CM8-25
V0797 | Pkg Air Compressor 2 Isolation Valve | CM8-24 | Manual Ball Valve, Air Isolation Valve |  | VB3-01-80 | V0797 |  |  | 11509 |  | Instrument Air | CM8-24
SP-1544 | Plant Air Mainline Filter | The Washery/Instrument Air System/Main Compressors Station | Air Filter |  | SP-FL-01 | SP-1544 |  |  | 11509 |  | Instrument Air | PV8-26A,PV8-26B | Monitors | PT8-26A.1
V2407 | Air Drier Bypass Valve | The Washery/Instrument Air System/Main Compressors Station | Manual Butterfly Valve |  | VF1-01-100 | V2407 |  |  | 11509 |  | Instrument Air | SP-1544
PT8-26A.1 | Instrument Air Pressure Transmitter | The Washery/Instrument Air System/Main Compressors Station | Air Pressure Transmitter | PT8_26A_1 |  |  | 696.8, 672.3, 3.8¦0.6, 1.0, 0.6¦360.0, 179.0, 1.0 |  | 11509 |  | Instrument Air | V2407
PT4-38.1 | Tailings Thickener Pressure Transmitter | TK4-38 | Slurry Pressure Transmitter, Pressure Alarm Monitor | PT4_38_1 |  |  |  |  | 10026 | C8
AG4-38A | Tailings Thickener Rake Drive Agitator | TK4-38 | Unmonitored Agitator | AG4_38A |  |  |  |  | 10026 | C8
FN4-39B | Tailings Thickener Fan | TK4-38 | Fan | FN4_39B |  |  |  |  | 10026 | C8
V0460 | Clarified Water Circulating Pump Isolation Valve | The Washery / Clarified Water System | Manual Globe Valve, Water Isolation Valve |  | VG2-02-300 | V0460 |  |  | 10031 | C5 | Clarified Water | TK5-1A
PT4-14A.1 | Coal Thickener Tank Pressure Transmitter | TK4-14 | Slurry Pressure Transmitter, Pressure Alarm Monitor | PT4_14A_1 |  |  |  |  | 10022 | C7
LIC3-22A.1 | Dilute Medium Sump A Level Controller | TK3-22A | Level Transmitter, Level Alarm Monitor | LC3_22A_1
| FB-A Primary Tank | The Washery / Fine Coal / Flotation / Bank A | Tank,Level Monitored |  |  |  |  | 40 | 10013 | F5 | Blower Air | AG4-4A1,AG4-4A2,AG4-4A3 | Monitors | LT4-4A.1 | [8 empty] | CT4-4A.1^Specific Gravity=Outlet Clarity
| FB-A Secondary Tank | The Washery / Fine Coal / Flotation / Bank A | Tank,Level Monitored |  |  |  |  | 41 | 10013 | F5 | Blower Air | AG4-4A4,AG4-4A5,AG4-4A6 | Monitors | LT4-4A.2 | [8 empty] | CT4-4A.1^Specific Gravity=Outlet Clarity
| FB-B Primary Tank | The Washery / Fine Coal / Flotation / Bank B | Tank,Level Monitored |  |  |  |  | 42 | 10013 | F5 | Blower Air | AG4-4B1,AG4-4B2,AG4-4B3 | Monitors | LT4-4B.1 | [8 empty] | CT4-4B.1^Specific Gravity=Outlet Clarity
| FB-B Secondary Tank | The Washery / Fine Coal / Flotation / Bank B | Tank,Level Monitored |  |  |  |  | 43 | 10013 | F5 | Blower Air | AG4-4B4,AG4-4B5,AG4-4B6 | Monitors | LT4-4B.2 | [8 empty] | CT4-4B.1^Specific Gravity=Outlet Clarity
| FB-C Primary Tank | The Washery / Fine Coal / Flotation / Bank C | Tank,Level Monitored |  |  |  |  | 44 | 10013 | F5 | Blower Air | AG4-4C1,AG4-4C2,AG4-4C3 | Monitors | LT4-4C.1 | [8 empty] | CT4-4C.1^Specific Gravity=Outlet Clarity
| FB-C Secondary Tank | The Washery / Fine Coal / Flotation / Bank C | Tank,Level Monitored |  |  |  |  | 45 | 10013 | F5 | Blower Air | AG4-4C4,AG4-4C5,AG4-4C6 | Monitors | LT4-4C.2 | [8 empty] | CT4-4C.1^Specific Gravity=Outlet Clarity
DT3-26A.1 | Medium Recovery A Density Transmitter | The Washery / Small Coal / Medium Recovery | Density Transmitter, Density Alarm Monitor | DT3_26A_1 |  |  |  |  | 10015 | F6 | Reject (Product) | PU3-27A
TK3-26A | Overdense Medium Sump A | The Washery / Small Coal / Medium Recovery | Tank | [5 empty] | 10015 | F6 | Instrument Air | V0746 | Coal (Product) | DT3-28A,SE3-25A,SE3-25B
PU3-27A | Overdense Medium Pump A | The Washery / Small Coal / Medium Recovery | Pump | PU3_27A |  |  |  |  | 10015 | G6 | Reject (Product) | TK3-26A
| PU3-27A Drive | PU3-27A | Fixed Speed Drive | PU3_27A |  |  |  |  | 10015 | G6 | [10 empty] | Ready | 0
DT3-66 | Magnetite Separator Effluent Splitter | The Washery / Small Coal / Medium Recovery | Splitter Box, Level Monitored | LC3_22A_2 |  |  |  | 7 | 10015 | C8 | Reject (Product) | SE3-25A,SE3-25B | Monitors | LIC3-22A.2
SE3-25A | Magnetic Separator A | The Washery / Small Coal / Medium Recovery | Magnetic Separator, Speed Controlled | SE3_25A |  |  |  |  | 10026 | G4 | Tailings - Oversized (Product) | FV4-32.4, FV4-32.3, SN4-34 | Monitors | SE3-25A Drive
| SE3-25A Drive | SE3-25A | Variable Speed Drive | SE3_25A |  |  |  |  | 10026 | G4
SE3-25B | Magnetic Separator B | The Washery / Small Coal / Medium Recovery | Magnetic Separator, Speed Controlled | SE3_25B |  |  |  |  | 10026 | G4 | Tailings - Oversized (Product) | FV4-32.4, FV4-32.3, SN4-34 | Monitors | SE3-25B Drive | Profile | SE3-25A
| SE3-25B Drive | SE3-25B | Variable Speed Drive | SE3_25B |  |  |  |  | 10026 | G4 | Profile | SE3-25A Drive
V2228 | FB-A Primary Tank Air Isolator | The Washery / Fine Coal / Flotation / Bank A / FB-A Primary Tank | Butterfly Valve, Air Isolation Valve |  | VF1-01-200 | V2228 |  |  |  |  | Blower Air | FN4-5
V2253 | FB-B Primary Tank Air Isolator | The Washery / Fine Coal / Flotation / Bank B / FB-B Primary Tank | Butterfly Valve, Air Isolation Valve |  | VF1-01-200 | V2253 |  |  |  |  | Blower Air | FN4-5
V2226 | FB-A Secondary Tank Air Isolator | The Washery / Fine Coal / Flotation / Bank A / FB-A Secondary Tank | Butterfly Valve, Air Isolation Valve |  | VF1-01-200 | V2226 |  |  |  |  | Blower Air | FN4-5
V2256 | FB-B Secondary Tank Air Isolator | The Washery / Fine Coal / Flotation / Bank B / FB-B Secondary Tank | Butterfly Valve, Air Isolation Valve |  | VF1-01-200 | V2256 |  |  |  |  | Blower Air | FN4-5
CY3-50A | Secondary Dense Medium Cyclone A | The Washery / Small Coal / Secondary DMC / Module A | Cyclone | CY3_50A |  |  |  |  | 10020
CY3-50C | Secondary Dense Medium Cyclone C | The Washery / Small Coal / Secondary DMC / Module C | Cyclone | CY3_50C |  |  |  |  | 10020
BX3-50C2 | Secondary DMC Underflow Box C2 | The Washery / Small Coal / Secondary DMC / Module C | Box | BX3_50C2 |  |  |  |  | 10020 |  | Coal (Product) | CY3-50C
BX3-50A2 | Secondary DMC Underflow Box A2 | The Washery / Small Coal / Secondary DMC / Module A | Box | BX3_50A2 |  |  |  |  | 10020 |  | Coal (Product) | CY3-50A
BX3-50C1 | Secondary DMC Overflow Box C1 | The Washery / Small Coal / Secondary DMC / Module C | Box | BX3_50C1 |  |  |  |  | 10020
BX3-50A1 | Secondary DMC Overflow Box A1 | The Washery / Small Coal / Secondary DMC / Module A | Box | BX3_50A1 |  |  |  |  | 10020 |  | Coal (Product) | CY3-50A
PIC3-50C.1 | Secondary Dense Medium Cyclone Inlet Press. Tx. | CY3-50C | Pressure Controller, Pressure Alarm Monitor | PIC3_50C_1 |  |  |  |  | 10020
SI3-51C | Secondary DMC Product Statk Screen C | The Washery / Small Coal / Secondary DMC / Module C |  | SI3_51C |  |  |  |  | 10020 |  | Coal (Product) | BX3-50C1
SI3-51A | Secondary DMC Product Statk Screen A | The Washery / Small Coal / Secondary DMC / Module A |  | SI3_51A |  |  |  |  | 10020 |  | Coal (Product) | BX3-50A1
SN3-52 | Secondary Rejects Screen | The Washery / Small Coal / Secondary DMC | Screen - Double Underflow | SN3_52 |  |  |  |  | 10020 |  | Clarified Water | V0575 | Coal (Product) | BX3-50A2,BX3-50C2 | Monitors | SN3-52 Drive | AC Power | SN3-52 Drive
| SN3-52 Drive | SN3-52 | Fixed Speed Drive | SN3_52 |  |  |  |  | 10020
SN3-51 | Secondary Product Screen | The Washery / Small Coal / Secondary DMC | Screen - Double Underflow | SN3_51 |  |  |  |  | 10020 |  | Clarified Water | V0574 | Coal (Product) | SI3-51A,SI3-51C | Monitors | SN3-51 Drive | AC Power | SN3-51 Drive
| SN3-51 Drive | SN3-51 | Fixed Speed Drive | SN3_51 |  |  |  |  | 10020
TK3-48C | Secondary DMC Feed Sump C | The Washery / Small Coal / Secondary DMC / Module C | Tank, Level Monitored | TK3_48C |  |  |  |  | 10020 |  | Monitors | LIC3-48C.1
TK3-56 | Secondary Correct Medium Sump | The Washery / Small Coal / Secondary DMC | Tank, Level Monitored | TK3_56 |  |  |  |  | 10020 |  | Monitors | LIC3-56A.1 | Coal (Product) | SN3-56
PU3-57C | Secondary Correct Medium Pump C | The Washery / Small Coal / Secondary DMC / Module C | Pump | PU3_57C |  |  |  |  | 10020 |  | Coal (Product) | FV3-57C.1 | Clarified Water | DCV3-56A.1 | Monitors | PU3-57C Drive | AC Power | PU3-57C Drive
| PU3-57C Drive | PU3-57C | Fixed Speed Drive | PU3_57C |  |  |  |  | 10020
PU3-57A | Secondary Correct Medium Pump A | The Washery / Small Coal / Secondary DMC / Module A | Pump | PU3_57A |  |  |  |  | 10020 |  | Coal (Product) | FV3-57A.1 | Clarified Water | DCV3-56C.1 | Monitors | PU3-57A Drive | AC Power | PU3-57A Drive
| PU3-57A Drive | PU3-57A | Fixed Speed Drive | PU3_57A |  |  |  |  | 10020
FB3-48C | Secondary DMC Feed Sump Feed Box C | The Washery / Small Coal / Secondary DMC / Module C | Screen Feed Box | FB3_48C |  |  |  |  | 10020
V0574 | Sec. Product Screen Water Isolator | SN3-51 | Manual Knife Valve, Water Isolation Valve | V0574 | VK3-02-100 |  |  |  | 10020 |  | Clarified Water | PU5-2
V0575 | Sec. Reject Screen Water Isolator | SN3-52 | Manual Butterfly Valve, Water Isolation Valve | V0575 | VF1-01-100 |  |  |  | 10020 |  | Clarified Water | PU5-2
SN3-56 | Sec. Correct Medium Sump Oversize Screen | The Washery / Small Coal / Secondary DMC |  | SN3_56 |  |  |  |  | 10020 |  | Coal (Product) | SN3-52,SN3-51,SI3-51C,SI3-51A
LIC3-48C.1 | Sec. DMC Feed Sump Box Level Controller | TK3-48C | Level Controller | LIC3_48C_1 |  |  |  |  | 10020 |  | Coal (Product) | TK3-48C
LIC3-56A.1 | Sec. Correct Medium Sump Level Controller | TK3-56 | Level Controller | LC3_56A_1 |  |  |  |  | 10020 |  | Coal (Product) | TK3-56
DIC3-56A.1 | Sec. Correct Medium Pump A Density Controller | The Washery / Small Coal / Secondary DMC / Module A | Density Controller | DIC3_56A_1 |  |  |  |  | 10020 |  | Data | DT3-56A.1
DIC3-56C.1 | Sec. Correct Medium Pump C Density Controller | The Washery / Small Coal / Secondary DMC / Module C | Density Controller | DIC3_56C_1 |  |  |  |  | 10020 |  | Data | DT3-56C.1
FV3-57A.1 | Sec. Correct Medium Pump A Inlet Valve | The Washery / Small Coal / Secondary DMC / Module A | Manual Knife Valve | FV3_57A_1 | VK3-43-350 | V0077 |  |  | 10020 |  | Coal (Product) | FV3-57A.1
FV3-57C.1 | Sec. Correct Medium Pump C Inlet Valve | The Washery / Small Coal / Secondary DMC / Module C | Manual Knife Valve | FV3_57C_1 | VK3-43-250 | V0570 |  |  | 10020 |  | Coal (Product) | FV3-57C.1
DCV3-56A.1 | Sec. Correct Medium Pump A Density Control Valve | The Washery / Small Coal / Secondary DMC / Module A | Knife Control Valve | DCV3_56A_1 | VF1-41-50 | V0074 |  |  | 10020 |  | Control | DIC3-56A.1 | Clarified Water | PU5-2 | Data | DIC3-56A.1
DCV3-56C.1 | Sec. Correct Medium Pump C Density Control Valve | The Washery / Small Coal / Secondary DMC / Module C | Knife Control Valve | DCV3_56C_1 | VF1-41-50 | V0071 |  |  | 10020 |  | Control | DIC3-56C.1 | Clarified Water | PU5-2 | Data | DIC3-56C.1
DT3-56A.1 | Sec. Correct Medium Pump A Density Transmitter | The Washery / Small Coal / Secondary DMC / Module A | Density Transmitter | DT3_56A_1 |  |  |  |  | 10020 |  | Coal (Product) | PU3-57A
DT3-56C.1 | Sec. Correct Medium Pump C Density Transmitter | The Washery / Small Coal / Secondary DMC / Module C | Density Transmitter | DT3_56C_1 |  |  |  |  | 10020 |  | Coal (Product) | PU3-57C
LCV3-22A.2 | Magnetite Effluent Splitter Control Vane | DT3-66 | Control Vane | LCV3_22A_2 |  |  |  |  | 10020 |  | Integrated | DT3-66
LIC3-22A.2 | Magnetite Effluent Splitter Level Controller | DT3-66 | Level Controller,Level Alarm Monitor | LC3_22A_2 |  |  |  |  | 10020 |  | Integrated | DT3-66
FV3-25B.2 | Magnetite Splitter Clean Coal A-B Valve | The Washery / Small Coal / Medium Recovery | Knife On/Off Valve | FV3_25B_2 | VK1-43-200 | V2327 |  |  | 10015 |  | Coal (Product) | SE3-25B | Instrument Air | V2027
FV3-25B.1 | Magnetite Splitter Clean Coal D-E Valve | The Washery / Small Coal / Medium Recovery | Knife On/Off Valve | FV3_25B_1 | VK1-43-200 | V2328 |  |  | 10015 |  | Coal (Product) | SE3-25B | Instrument Air | V2027
V0746 | Overdense Medium Sump A Air Isolator | TK3-26A | Manual Ball Valve | V0746 | VB1-01-25 | V0746 |  |  | 10015 |  | Instrument Air | V2027
CV1-47 | Raw Coal Stacking Conveyor | Conveyor Systems / Raw Coal Conveyors / Transfer | Conveyor, Belt Slip, Belt Rip, Blocked Chute, Weight Monitored | CV1_47 |  |  |  |  | 10006 |  | Monitors | CV1-47 Drive, WT1-47 | AC Power | CV1-47 Drive
| CV1-47 Drive | CV1-47 | Variable Speed Drive | CV1_47 |  |  |  |  | 10006
ZS1-47.1 | Raw Coal Stacking Belt Drift - North East | CV1-47 | Drift Switch | CV1_47_Alm_DriftHeadOWS |  |  |  |  | 10006 | B3 | Integrated | CV1-47
ZS1-47.2 | Raw Coal Stacking Belt Drift - North West | CV1-47 | Drift Switch | CV1_47_Alm_DriftHeadWS |  |  |  |  | 10006 | B3 | Integrated | CV1-47
ZS1-47.3 | Raw Coal Stacking Belt Drift - South East | CV1-47 | Drift Switch | CV1_47_Alm_DriftTailOWS |  |  |  |  | 10006 | B3 | Integrated | CV1-47
ZS1-47.4 | Raw Coal Stacking Belt Drift - South West | CV1-47 | Drift Switch | CV1_47_Alm_DriftTailWS |  |  |  |  | 10006 | B3 | Integrated | CV1-47
WT1-47 | Raw Coal Stacking Conveyor Weightometer | CV1-47 | Conveyor Weightometer | WT1_47 |  |  |  |  | 10006
CV4-46 | HBF Product Conveyor | The Washery / Fine Coal / Filtration | Conveyor | CV4_46 | [6 empty] | Product (Product) | FL4-60A | Monitors | CV4-46 Drive | AC Power | CV4-46 Drive
| CV4-46 Drive | CV4-46 | Conveyor VSD | CV4_46 |  |  |  |  | 0 | 0
ZS4-46.1 | HBF Product Conveyor Belt Drift - East | CV4-46 | Drift Switch | CV4_46_Alm_DriftOWS |  |  |  |  | 10026 | B3 | Integrated | CV4-46
ZS4-46.2 | HBF Product Conveyor Belt Drift - West | CV4-46 | Drift Switch | CV4_46_Alm_DriftWS |  |  |  |  | 10026 | B3 | Integrated | CV4-46
HSS4.46.1 | HBF Product Conveyor Pull Wire - East | CV4-46 | Pull Wire | CV4_46_RL_IO_PullKeyA |  |  |  |  | 10026 | B3 | Integrated | CV4-46
HSS4.46.2 | HBF Product Conveyor Pull Wire - West | CV4-46 | Pull Wire | CV4_46_RL_IO_PullKeyB |  |  |  |  | 10026 | B3 | Integrated | CV4-46
CV6-1 | Coking Coal Product Conveyor | Conveyor Systems / Coking Coal Conveyors | Conveyor | CV6_1 |  |  |  |  | 10029 | D2 | Product (Product) | SN3-51 | Monitors | CV6-1 Drive | AC Power | CV6-1 Drive
| CV6-1 Drive | CV6-1 | Conveyor VSD | CV6_1 |  |  |  |  | 10029 | D2
CV6-3 | Coking Coal Bin Transfer Conveyor | Conveyor Systems / Coking Coal Conveyors | Conveyor | CV6_3 |  |  |  |  | 10029 | D2 | Product (Product) | WT6-1.1 | Monitors | CV6-3 Drive | AC Power | CV6-3 Drive
| CV6-3 Drive | CV6-3 | Conveyor VSD | CV6_3 |  |  |  |  | 10029 | D2
CV6-22 | Secondary Product Conveyor | Conveyor Systems / Coking Coal Conveyors | Conveyor, Weight Monitored | CV6_22 |  |  |  |  | 10029 | B3 | Product (Product) | SN3-51 | Monitors | WT6-22,CV6-22 Drive | AC Power | CV6-22 Drive
| CV6-22 Drive | CV6-22 | Conveyor VSD | CV6_22 |  |  |  |  | 10029 | B3
CV6-6 | Rejects Conveyor | Conveyor Systems / Reject Conveyors | Conveyor, Weight Monitored | CV6_6 |  |  |  |  | 10030 | E6 | Monitors | WT6-6.1,CV6-6 Drive | Reject (Product) | CH4-53A | AC Power | CV6-6 Drive
| CV6-6 Drive | CV6-6 | Conveyor VSD | CV6_6 |  |  |  |  | 10030 | E6
CV2-28 | Rejects Transfer Conveyor | Conveyor Systems / Reject Conveyors | Conveyor | CV2_28 |  |  |  |  | 10030 | C4 |  |  | Monitors | CV2-28 Drive | AC Power | CV2-28 Drive
| CV2-28 Drive | CV2-28 | Conveyor VSD | CV2_28 |  |  |  |  | 10030 | C4
CV1-42 | Coalwash Conveyor | Conveyor Systems / Fine Coal Conveyors | Conveyor | CV1_42
VF1-41A | Coalwash Receival Feeder A | Conveyor Systems / Fine Coal Conveyors | VSD Feeder | VF1_41A
VF1-41B | Coalwash Receival Feeder B | Conveyor Systems / Fine Coal Conveyors | VSD Feeder | VF1_41B
| 45-46 Transfer Tower | Conveyor Systems / Coking Coal Conveyors | Transfer Tower
| 26-29 Transfer Tower | Conveyor Systems / Coking Coal Conveyors | Transfer Tower
SN1-10 | Trash Screen | Conveyor Systems / Trash Screen Building | Equipment | SN1_10 |  |  |  |  | 10026 | G4 | Tailings - Oversized (Product) | FV4-32.4, FV4-32.3, SN4-34 | Monitors | SN1-10 Drive | Startup Sequence | PU4-28
| SN1-10 Drive | SN1-10 | Fixed Speed Drive | SN1_10 |  |  |  |  | 10026 | G4
WT1-19 | Unknown Conveyor Weightometer | CV1-19 | Weightometer | WT1_19
WT6-6.1 | Rejects Conveyor Weightometer | CV6-6 | Weightometer | WT6_6_1 |  |  |  |  | 10030 | E8 | Reject (Product) | CV6-6
BN6-7 | Reject Bin | Conveyor Systems / Reject Conveyors | Product Bin, Level Monitored | BN6_7 |  |  |  |  | 10030 | F9 | Reject (Product) | WT6-6.1 | Monitors | LT6-7.1
DT6-23A | Secondary Product Conveyor Plough A | CV6-22 | Conveyor Plough | DT6_23A |  |  |  |  | 10029 | A10 | Product (Product) | CV6-22
DT6-23B | Secondary Product Conveyor Plough B | CV6-22 | Conveyor Plough | DT6_23B |  |  |  |  | 10029 | A11 | Product (Product) | DT6-23A
| Secondary Product Stockpile | The Washery / Storage and Stockpiles | Stockpile | [5 empty] | 10029 | B11 | Product (Product) | DT6-23A,DT6-23B,CV6-22
WT6-1.1 | Coking Coal Conveyor Weightometer | CV6-1 | Weightometer | WT6_1_1 |  |  |  |  | 10030 | D5 | Product (Product) | CV6-1
WT6-22 | Secondary Product Conveyor Weightometer | CV6-22 | Weightometer | WT6_22 |  |  |  |  | 10030 | E8 | Reject (Product) | CV6-6
BN6-4A | Coking Coal Bin A | Conveyor Systems / Product Bins | Product Bin, Level Monitored | BN6_4A |  |  |  |  | 10029 | E6 | Product (Product) | WT6-1.1 | Monitors | LT6-4A.1
BN6-4B | Coking Coal Bin B | Conveyor Systems / Product Bins | Product Bin, Level Monitored | BN6_4B |  |  |  |  | 10029 | E8 | Product (Product) | CV6_3 | Monitors | LT6-4B.1 | Profile | BN6-4A
BN6-4C | Coking Coal Bin C | Conveyor Systems / Product Bins | Product Bin, Level Monitored | BN6_4C |  |  |  |  | 10029 | E10 | Product (Product) | CV6_3 | Monitors | LT6-4C.1 | Profile | BN6-4B
HC6-4A.1 | Coking Coal Bay 1 Clamshell | BN6-4A | Clamshell | HC6_4A_1 |  |  |  |  | 10029 |  | Product (Product) | BN6-4A
| Coking Coal Bay 1 Vibrators | BN6-4A | Vibrator | [5 empty] | 10029
HC6-4A.2 | Coking Coal Bay 2 Clamshell | BN6-4A | Clamshell | HC6_4A_2 |  |  |  |  | 10029 |  | Product (Product) | BN6-4A
| Coking Coal Bay 2 Vibrators | BN6-4A | Vibrator | [5 empty] | 10029
HC6-4B.1 | Coking Coal Bay 3 Clamshell | BN6-4B | Clamshell | HC6_4B_1 |  |  |  |  | 10029 |  | Product (Product) | BN6-4B
| Coking Coal Bay 3 Vibrators | BN6-4B | Vibrator | [5 empty] | 10029
HC6-4B.2 | Coking Coal Bay 4 Clamshell | BN6-4B | Clamshell | HC6_4B_2 |  |  |  |  | 10029 |  | Product (Product) | BN6-4B
| Coking Coal Bay 4 Vibrators | BN6-4B | Vibrator | [5 empty] | 10029
HC6-4C.1 | Coking Coal Bay 5 Clamshell | BN6-4C | Clamshell | HC6_4C_1 |  |  |  |  | 10029 |  | Product (Product) | BN6-4C
| Coking Coal Bay 5 Vibrators | BN6-4C | Vibrator | [5 empty] | 10029
HC6-4C.2 | Coking Coal Bay 6 Clamshell | BN6-4C | Clamshell | HC6_4C_2 |  |  |  |  | 10029 |  | Product (Product) | BN6-4C
| Coking Coal Bay 6 Vibrators | BN6-4C | Vibrator | [5 empty] | 10029
WT6-5A.1 | Weighbridge Bay 1 | Conveyor Systems / Product Bins / Truck Weights | Truck Weightometer | WT6_5A_1 |  |  |  |  | 10029
WT6-5A.2 | Weighbridge Bay 2 | Conveyor Systems / Product Bins / Truck Weights | Truck Weightometer | WT6_5A_2 |  |  |  |  | 10029 |  | Profile | WT6-5A.1
WT6-5A.3 | Weighbridge Bay 3 | Conveyor Systems / Product Bins / Truck Weights | Truck Weightometer | WT6_5A_3 |  |  |  |  | 10029 |  | Profile | WT6-5A.2
WT6-5A.4 | Weighbridge Bay 4 | Conveyor Systems / Product Bins / Truck Weights | Truck Weightometer | WT6_5A_4 |  |  |  |  | 10029 |  | Profile | WT6-5A.3
WT6-5A.5 | Weighbridge Bay 5 | Conveyor Systems / Product Bins / Truck Weights | Truck Weightometer | WT6_5A_5 |  |  |  |  | 10029 |  | Profile | WT6-5A.4
WT6-5A.6 | Weighbridge Bay 6 | Conveyor Systems / Product Bins / Truck Weights | Truck Weightometer | WT6_5A_6 |  |  |  |  | 10029 |  | Profile | WT6-5A.5
PU6-8 | Product Bins Floor Sump Pump | TK4-11 | Pump | PU6_8 |  |  |  |  | 10029
SA6-80 | Coarse Coal Product Sampler | Conveyor Systems / Samplers |  | SA6_80 |  |  |  |  | 10043
SA6-80A | Coarse Coal Product Primary Sampler | SA6-80 | Conveyor Sampler | SA6_80A |  |  |  |  | 10043 |  | Coarse Coal (Product) | CV6-1
CV6-80A | Coarse Coal Sampler Conveyor A | SA6-80 | Conveyor | CV6_80A |  |  |  |  | 10043 |  | Coarse Coal (Product) | SA6-80A
HP6-80 | Coarse Coal Sampler Hopper | SA6-80 | Hopper | HP6_80 |  |  |  |  | 10043 |  | Coarse Coal (Product) | CV6-80A
CV6-80B | Coarse Coal Sampler Conveyor B | SA6-80 | Conveyor | CV6_80B |  |  |  |  | 10043 |  | Coarse Coal (Product) | HP6-80
CR6-80 | Coarse Coal Sampler Crusher | SA6-80 | Crusher | CR6_80 |  |  |  |  | 10043 |  | Coarse Coal (Product) | CV6-80B
SA6-80B | Coarse Coal Product Secondary Sampler | SA6-80 | Conveyor Sampler | SA6_80B |  |  |  |  | 10043 |  | Coarse Coal (Product) | CV6-80C
CV6-80C | Coarse Coal Sampler Conveyor C | SA6-80 | Conveyor | CV6_80C |  |  |  |  | 10043 |  | Coarse Coal (Product) | CR6-80
SA6-11A | Coking Coal Product Primary Sampler | SA6-11 | Conveyor Sampler | SA6_11A |  |  |  |  | 10043 |  | Coking Coal (Product) | SA6-80B, SA6-82, SA6-83, SA6-86
CV6-11A | Coking Coal Product Sampler Conveyor A | SA6-11 | Conveyor | CV6_11A |  |  |  |  | 10043 |  | Coking Coal (Product) | SA6-11A
CR6-11 | Coking Coal Sampler Crusher | SA6-11 | Crusher | CR6_11 |  |  |  |  | 10043 |  | Coking Coal (Product) | CV6-11A
SA6-11B | Coking Coal Product Secondary Sampler | SA6-11 | Conveyor Sampler | SA6_11B |  |  |  |  | 10043 |  | Coking Coal (Product) | CV6-11B
CV6-11B | Coking Coal Product Sampler Conveyor B | SA6-11 | Conveyor | CV6_11B |  |  |  |  | 10043 |  | Coking Coal (Product) | CR6-11
SA6-11 | Coking Coal Product Sampler | Conveyor Systems / Samplers | Centrifuge Sampler | SA6_11 |  |  |  |  | 10043
SA6-82 | Centrifuge G Primary Sampler | Conveyor Systems / Samplers | Centrifuge Sampler | SA6_82 |  |  |  |  | 10043
SA6-83 | Centrifuge A Primary Sampler | Conveyor Systems / Samplers | Centrifuge Sampler | SA6_83 |  |  |  |  | 10043
SA6-86 | Centrifuge D Primary Sampler | Conveyor Systems / Samplers | Centrifuge Sampler | SA6_86 |  |  |  |  | 10043
CV1-13 | Coarse Coal Transfer Conveyor A | Conveyor Systems / Coarse Coal Conveyors | Conveyor | CV1_13 |  |  |  |  | 10050 |  | Monitors | CV1-13 Drive | AC Power | CV1-13 Drive | Coarse Coal (Product) | SN1-12A
| CV1-13 Drive | CV1-13 | Conveyor VSD | CV1_13 |  |  |  |  | 10050
CV1-14 | Coarse Coal Transfer Conveyor B | Conveyor Systems / Coarse Coal Conveyors | Conveyor, Blocked Chute, Belt Rip, Belt Slip | CV1_14 |  |  |  |  | 10050 |  | Monitors | CV1-14 Drive | AC Power | CV1-14 Drive | Coarse Coal (Product) | SN1-12B
| CV1-14 Drive | CV1-14 | Conveyor VSD | CV1_14 |  |  |  |  | 10050
CV1-15 | Coarse Coal Bin Feed Conveyor | Conveyor Systems / Coarse Coal Conveyors | Conveyor, Blocked Chute, Belt Rip, Belt Slip, Bearing Temp | CV1_15 |  |  |  |  | 10050 |  | Monitors | CV1-15 Drive | AC Power | CV1-15 Drive | Coarse Coal (Product) | CV1-13,CV1-14
| CV1-15 Drive | CV1-15 | Conveyor VSD | CV1_15 |  |  |  |  | 10050
DT1-16 | Coarse Coal Bin Tripper | CV1-15 | Bin Tripper | DT1_16 |  |  |  |  | 10050
CV1-18 | Coarse Coal Feed Conveyor | Conveyor Systems / Coarse Coal Conveyors | Conveyor, Weight Monitored, Blocked Chute, Blocked Feed, Belt Rip, Belt Slip | CV1_18 |  |  |  |  | 10050 |  | Monitors | CV1-18,WT1-18 | AC Power | CV1-18
| CV1-18 Drive | CV1-18 | Conveyor VSD | CV1_18 |  |  |  |  | 10050
WT1-18 | Coarse Coal Feed Conveyor Weightometer | CV1-18 | Conveyor Weightometer | WT1_18 |  |  |  |  | 10007
CV1-20 | Coarse Coal Conveyor Over-Belt Magnet | Conveyor Systems / Coarse Coal Conveyors | Over-Belt Magnet | CV1_20 |  |  |  |  | 10050
| CV1-20 Drive | CV1-20 | Conveyor VSD | CV1_20 |  |  |  |  | 10050
HP1-44A | Raw Coal Receival Hopper A | Conveyor Systems / Raw Coal Conveyors / Receival | Hopper, Level Monitored | HP1_44A |  |  |  |  | 10006 |  |  |  | Monitors | LT1-44A.1
HP1-44B | Raw Coal Receival Hopper B | Conveyor Systems / Raw Coal Conveyors / Receival | Hopper, Level Monitored | HP1_44B |  |  |  |  | 10006 |  | Profile | HP1-44A | Monitors | LT1-44B.1
HP1-44C | Raw Coal Receival Hopper C | Conveyor Systems / Raw Coal Conveyors / Receival | Hopper, Weight Monitored | HP1_44C |  |  |  |  | 10006 |  | Profile | HP1-44B
HP1-44D | Raw Coal Receival Hopper D | Conveyor Systems / Raw Coal Conveyors / Receival | Hopper, Weight Monitored | HP1_44D |  |  |  |  | 10006 |  | Profile | HP1-44C
LT1-44A.1 | Raw Coal Receival Hopper A Level Transmitter | HP1-44A | Level Transmitter, Level Alarm Monitor | LT1_44A |  |  |  |  | 1006
LT1-44B.1 | Raw Coal Receival Hopper B Level Transmitter | HP1-44B | Level Transmitter, Level Alarm Monitor | LT1_44B |  |  |  |  | 1006
WT1-44A.1 | Raw Coal Receival Hopper C Weightometer | HP1-44C | Weightometer | WT1_44C |  |  |  |  | 1006
WT1-44B.1 | Raw Coal Receival Hopper D Weightometer | HP1-44D | Weightometer | WT1_44D |  |  |  |  | 1006
VF1-44A | Raw Coal Receival Feeder A | Conveyor Systems / Raw Coal Conveyors / Receival | VSD Feeder,Speed Controlled | VF1_44A |  |  |  |  | 10006 |  | Raw Coal (Product) | HP1-44A | Monitors | VF1-44A Drive | AC Power | VF1-44A Drive
| VF1-44A Drive | VF1-44A | Variable Speed Drive | FL4_60A |  |  |  |  | 10006
VF1-44B | Raw Coal Receival Feeder B | Conveyor Systems / Raw Coal Conveyors / Receival | VSD Feeder,Speed Controlled | VF1_44B |  |  |  |  | 10006 |  | Profile | VF1-44A | Raw Coal (Product) | HP1-44B | Monitors | VF1-44B Drive | AC Power | Variable Speed Drive
| VF1-44B Drive | VF1-44B | Variable Speed Drive | FL4_60A |  |  |  |  | 10006 |  | Profile | VF1-44A Drive
VF1-44C | Raw Coal Receival Feeder C | Conveyor Systems / Raw Coal Conveyors / Receival | VSD Feeder,Speed Controlled | VF1_44C |  |  |  |  | 10006 |  | Profile | VF1-44B | Raw Coal (Product) | HP1-44C | Monitors | VF1-44C Drive | AC Power | Variable Speed Drive
| VF1-44C Drive | VF1-44C | Variable Speed Drive | FL4_60A |  |  |  |  | 10006 |  | Profile | VF1-44B Drive
VF1-44D | Raw Coal Receival Feeder D | Conveyor Systems / Raw Coal Conveyors / Receival | VSD Feeder,Speed Controlled | VF1_44D |  |  |  |  | 10006 |  | Profile | VF1-44C | Raw Coal (Product) | HP1-44D | Monitors | VF1-44D Drive | AC Power | Variable Speed Drive
| VF1-44D Drive | VF1-44D | Variable Speed Drive | FL4_60A |  |  |  |  | 10006 |  | Profile | VF1-44C Drive
CV1-45 | Raw Coal Reclaim Conveyor | Conveyor Systems / Raw Coal Conveyors / Transfer | Conveyor, Weight Monitored | CV1_45 |  |  |  |  | 10006 |  | Raw Coal (Product) | HP1-44A, HP1-44B | Monitors | CV1-45 Drive,WT1-45B | AC Power | CV1-45 Drive,WT1-45B
| CV1-45 Drive | CV1-45 | Conveyor VSD | CV1_45 |  |  |  |  | 10006
CV1-46 | Raw Coal Transfer Conveyor | Conveyor Systems / Raw Coal Conveyors / Transfer | Conveyor | CV1_46 |  |  |  |  | 10006 |  | Monitors | CV1-46 Drive | AC Power | CV1-46 Drive
| CV1-46 Drive | CV1-46 | Conveyor VSD | CV1_46 |  |  |  |  | 10006
WT1-45A | Raw Coal Weightometer A | CV1-45 | Conveyor Weightometer | WT1_45A |  |  |  |  | 10006 |  | Raw Coal (Product) | CV1-45
WT1-45B | Raw Coal Weightometer B | CV1-45 | Conveyor Weightometer | WT1_45B |  |  |  |  | 10006 |  | Raw Coal (Product) | WT1-45A,VF1-44C, VF1-44D
BN1-1 | Bulk Hoist Receiving Pocket | Conveyor Systems / Raw Coal Conveyors / Receival | Product Bin, Speed Controlled | BN1_1 |  |  |  |  | 10006
VF1-2 | ROM Vibratory Feeder | Conveyor Systems / Raw Coal Conveyors / Receival | VSD Feeder | VF1_2 |  |  |  |  | 10006 |  | Raw Coal (Product) | HP1-44A | Monitors | VF1-2 Drive | AC Power | VF1-2 Drive
| VF1-2 Drive | VF1-2 | Variable Speed Drive | FL4_60A |  |  |  |  | 10006
CV1-5 | ROM Coal Conveyor | Conveyor Systems / Raw Coal Conveyors / Receival | Conveyor, Weight Monitored | CV1_5 |  |  |  |  | 10006
| CV1-5 Drive | CV1-5 | Conveyor VSD | CV1_5 |  |  |  |  | 10006
WT1-5 | ROM Coal Conveyor Weightometer | #REF! | Conveyor Weightometer | WT1_5 |  |  |  |  | 10007
CV1-6 | Rotary Breaker Oversize Conveyor | Conveyor Systems / Raw Coal Conveyors / Transfer | Conveyor | CV1_6 |  |  |  |  | 10006 |  | Monitors | CV1-6 Drive | AC Power | CV1-6 Drive
| CV1-6 Drive | CV1-6 | Conveyor VSD | CV1_6 |  |  |  |  | 10006
ZS1-6.1 | Rotary Breaker Oversize Belt Drift - East | CV1-6 | Drift Switch | CV1_6_Alm_DriftEast |  |  |  |  | 10026 | B3 | Integrated | CV1-6
ZS1-6.2 | Rotary Breaker Oversize Belt Drift - West | CV1-6 | Drift Switch | CV1_6_Alm_DriftWest |  |  |  |  | 10026 | B3 | Integrated | CV1-6
CV1-7 | Roary Breaker Discharge Conveyor | Conveyor Systems / Raw Coal Conveyors / Transfer | Conveyor, Blocked Chute, Belt Rip, Belt Slip | CV1_7 |  |  |  |  | 10006 |  | Monitors | CV1-7 Drive | AC Power | CV1-7 Drive
| CV1-7 Drive | CV1-7 | Conveyor VSD | CV1_7 |  |  |  |  | 10006
CV1-9 | Trash Screen Feed Conveyor | Conveyor Systems / Raw Coal Conveyors / Transfer | Conveyor, Belt Slip, Belt Rip, Blocked Chute, Weight Monitored | CV1_9 |  |  |  |  | 10006 |  | Monitors | CV1-9 Drive | AC Power | CV1-9 Drive
| CV1-9 Drive | CV1-9 | Conveyor VSD | CV1_9 |  |  |  |  | 10006
CV1-48 | Raw Coal Stack Out Conveyor | Conveyor Systems / Raw Coal Conveyors / Transfer | Conveyor, Belt Slip, Belt Rip, Belt Wander, Blocked Chute | CV1_48 |  |  |  |  | 10006 |  | Monitors | CV1-48 Drive | AC Power | CV1-48 Drive
| CV1-48 Drive | CV1-48 | Conveyor VSD | CV1_48 |  |  |  |  | 10006
CV1-8 | Raw Coal Conveyor Over-Belt Magnet | Conveyor Systems / Raw Coal Conveyors / Transfer | Over-Belt Magnet | CV1_8 |  |  |  |  | 10006 |  | Monitors | CV1-8 Drive | AC Power | CV1-8 Drive
| CV1-8 Drive | CV1-8 | Conveyor VSD | CV1_8 |  |  |  |  | 10006
| No 5 Stockpile | The Washery / Storage and Stockpiles | Stockpile | [5 empty] | 10006
CV1-11 | Sizing Screens Feed Conveyor | Conveyor Systems / Fine Coal Conveyors | Conveyor | CV1_11 |  |  |  |  | 10007
WT1-11 | Sizing Screens Feed Weightometer | CV1-11 | Conveyor Weightometer | WT1_11 |  |  |  |  | 10007
GT1-11 | Sizing Screens Feed Distributor | Conveyor Systems / Fine Coal Conveyors | Distributor Box | GT1_11 |  |  |  |  | 10007
SN1-12A | Primary Sizing Screen A | Conveyor Systems / Fine Coal Conveyors | Screen - Single Underflow | SN1_12A |  |  |  |  | 10007 |  | Monitors | SN1-12A Drive
| SN1-12A Drive | SN1-12A | Fixed Speed Drive | SN1_12A |  |  |  |  | 10007
SN1-12B | Primary Sizing Screen B | Conveyor Systems / Fine Coal Conveyors | Screen - Single Underflow | SN1_12B |  |  |  |  | 10007 |  | Monitors | SN1-12B Drive
| SN1-12B Drive | SN1-12B | Fixed Speed Drive | SN1_12B |  |  |  |  | 10007
CV1-21 | Fine Coal Bins Feed Conveyor | Conveyor Systems / Fine Coal Conveyors | Conveyor, Belt Rip, Belt Slip, Weight Monitored | CV1_21 |  |  |  |  | 10007 |  | Monitors | CV1-21 Drive,WT1-21 | AC Power | CV1-21 Drive
| CV1-21 Drive | CV1-21 | Variable Speed Drive | CV1_21 |  |  |  |  | 10007
WT1-21 | Fine Coal Bins Weightometer | CV1-21 | Conveyor Weightometer | WT1_21 |  |  |  |  | 10007
BN1-22A | Fine Coal Bin A | Conveyor Systems / Fine Coal Conveyors | Product Bin, Level Monitored | BN1_22A |  |  |  |  | 10007 |  | Monitors | LT1-22.1 | Fine Coal (Product) | CV1-21
BN1-22B | Fine Coal Bin B | Conveyor Systems / Fine Coal Conveyors | Product Bin, Level Monitored | BN1_22B |  |  |  |  | 10007 |  | Monitors | LT1-22.3 | Fine Coal (Product) | CV1-21
BN1-22C | Fine Coal Bin C | Conveyor Systems / Fine Coal Conveyors | Product Bin, Level Monitored | BN1_22C |  |  |  |  | 10007 |  | Monitors | LT1-22.2 | Fine Coal (Product) | CV1-21
CV1-26 | Fine Coal Feed Conveyor | Conveyor Systems / Fine Coal Conveyors | Conveyor | CV1_26 |  |  |  |  | 10007
| CV1-26 Drive | CV1-26 | Conveyor VSD | CV1_26 |  |  |  |  | 10007
WT1-24 | Fine Coal Feed Weightometer | CV1-26 | Conveyor Weightometer | WT1_24 |  |  |  |  | 10007
CV1-28 | Fine Coal Conveyor Over-Belt Magnet | Conveyor Systems / Fine Coal Conveyors | Over-Belt Magnet | CV1_28 |  |  |  |  | 10007
GT1-26 | Fine Coal Distributor Gate | Conveyor Systems / Fine Coal Conveyors | Distributor Gate | GT1_26 |  |  |  |  | 10007
CV1-29 | Fine Coal Feed Transfer Conveyor | Conveyor Systems / Fine Coal Conveyors | Conveyor | CV1_29 |  |  |  |  | 10007
WT1-29 | Fine Coal Feed Transfer Weightometer | CV1-29 | Conveyor Weightometer | WT1_29 |  |  |  |  | 10007
BN1-43 | Coalwash Bin | Conveyor Systems / Fine Coal Conveyors | Product Bin | BN1_43 |  |  |  |  | 10007
FB4-60A | HBF Feed Box A | The Washery / Fine Coal / Filtration / HBF-A | Feed Box | FB4_60A | [6 empty] | Coal (Product) | TK4-16
FV4-60A.1 | HBF-A Fresh Water Valve | The Washery / Fine Coal / Filtration / HBF-A | Butterfly On/Off Valve | FV4_60A_1 | VF1-43-40 | V0300 |  |  | 10027 | D9 | Fresh Water | V0490
V0490 | HBF-A Fresh Water Isolator | The Washery / Fine Coal / Filtration / HBF-A | Manual Ball Valve, Water Isolation Valve |  | VB1-01-25 | V0490 |  |  | 10027 | E9 | Fresh Water | Fresh Water Ring Main
LT4-60A.1 | HPF-A Level Transmitter | FL4-60A | Level Transmitter | LC4_60A_1 |  |  |  |  | 10025 | B7
TK9-5 | Fresh Water Storage Tank | The Washery / Storage and Stockpiles | Tank | TK9_5
| Fresh Water Ring Main | The Washery / Fresh Water System | [8 empty] | Fresh Water | TK9-5
FL4-60B | Horizontal Belt Filter B | The Washery / Fine Coal / Filtration / HBF-B | Driven, Level Monitored | FL4_60B |  |  |  |  | 10023 | D11 | AC Power | FL4-60B Drive | Monitors | FL4-60B Drive,LT4-60B.1 | Fresh Water | FV4-60B.1 | Coal (Product) | FB4-60B | Vacuum Air | PV4-61B
| FL4-60B Drive | FL4-60B | Variable Speed Drive | FL4_60B |  |  |  |  | 10023 | D11 | Integrated | FL4-60B
ZS4-60B.1 | HBF-B Belt Drift Switch - East | FL4-60B | Drift Switch | FL4_60B_Alm_DriftEast |  |  |  |  | 10024 | D6 | Integrated | FL4-60B
ZS4-60B.2 | HBF-B Belt Drift Switch - West | FL4-60B | Drift Switch | FL4_60B_Alm_DriftWest |  |  |  |  | 10024 | D6 | Integrated | FL4-60B
ZS4-60B.3 | HBF-B Cloth Drift Switch - East | FL4-60B | Drift Switch | FL4_60B_Alm_ClothDriftEast |  |  |  |  | 10024 | D6 | Integrated | FL4-60B
ZS4-60B.4 | HBF-B Cloth Drift Switch - West | FL4-60B | Drift Switch | FL4_60B_Alm_ClothDriftWest |  |  |  |  | 10024 | D6 | Integrated | FL4-60B
HSS4-60B.1 | HBF-B Pull Wire - Bottom East | FL4-60B | Pull Wire | FL4_60B_RL_IO_PullKeyA |  |  |  |  | 10024 | D6 | Integrated | FL4-60B
HSS4-60B.2 | HBF-B Pull Wire - Bottom West | FL4-60B | Pull Wire | FL4_60B_RL_IO_PullKeyB |  |  |  |  | 10024 | D6 | Integrated | FL4-60B
HSS4-60B.3 | HBF-B Pull Wire - Top East | FL4-60B | Pull Wire | FL4_60B_RL_IO_PullKeyC |  |  |  |  | 10024 | D6 | Integrated | FL4-60B
HSS4-60B.4 | HBF-B Pull Wire - Top West | FL4-60B | Pull Wire | FL4_60B_RL_IO_PullKeyD |  |  |  |  | 10024 | D6 | Integrated | FL4-60B
FB4-60B | HBF Feed Box B | The Washery / Fine Coal / Filtration / HBF-B | Feed Box | FB4_60B | [6 empty] | Coal (Product) | TK4-16
FV4-60B.1 | HBF-B Fresh Water Valve | The Washery / Fine Coal / Filtration / HBF-B | Butterfly On/Off Valve | FV4_60B_1 | VF1-43-40 | V0300 |  |  | 10027 | D9 | Fresh Water | V0513
V0513 | HBF-B Fresh Water Isolator | The Washery / Fine Coal / Filtration / HBF-B | Manual Ball Valve, Water Isolation Valve |  | VB1-01-25 | V0513 |  |  | 10027 | E9 | Fresh Water | Fresh Water Ring Main
LT4-60B.1 | HPF-B Level Transmitter | FL4-60B | Level Transmitter | LC4_60B_1 |  |  |  |  | 10025 | B7
FL4-60C | Horizontal Belt Filter C | The Washery / Fine Coal / Filtration / HBF-C | Driven, Level Monitored | FL4_60C |  |  |  |  | 10025 | D11 | AC Power | FL4-60C Drive | Monitors | FL4-60B Drive,LT4-60C.1 | Fresh Water | V0522 | Coal (Product) | FB4-60B | Vacuum Air | PV4-61C
| FL4-60C Drive | FL4-60C | Variable Speed Drive | FL4_60C |  |  |  |  | 10025 | D11
ZS4-60C.1 | HBF-B Belt Drift Switch - East | FL4-60C | Drift Switch | FL4_60C_Alm_DriftEast |  |  |  |  | 10024 | D6 | Integrated | FL4-60C
ZS4-60C.2 | HBF-B Belt Drift Switch - West | FL4-60C | Drift Switch | FL4_60C_Alm_DriftWest |  |  |  |  | 10024 | D6 | Integrated | FL4-60C
ZS4-60C.3 | HBF-B Cloth Drift Switch - East | FL4-60C | Drift Switch | FL4_60C_Alm_ClothDriftEast |  |  |  |  | 10024 | D6 | Integrated | FL4-60C
ZS4-60C.4 | HBF-B Cloth Drift Switch - West | FL4-60C | Drift Switch | FL4_60C_Alm_ClothDriftWest |  |  |  |  | 10024 | D6 | Integrated | FL4-60C
HSS4-60C.1 | HBF-C Pull Wire - Bottom East | FL4-60C | Pull Wire | FL4_60C_RL_IO_PullKeyA |  |  |  |  | 10025 | D6 | Integrated | FL4-60C
HSS4-60C.2 | HBF-C Pull Wire - Bottom West | FL4-60C | Pull Wire | FL4_60C_RL_IO_PullKeyB |  |  |  |  | 10025 | D6 | Integrated | FL4-60C
HSS4-60C.3 | HBF-C Pull Wire - Top East | FL4-60C | Pull Wire | FL4_60C_RL_IO_PullKeyC |  |  |  |  | 10025 | D6 | Integrated | FL4-60C
HSS4-60C.4 | HBF-C Pull Wire - Top West | FL4-60C | Pull Wire | FL4_60C_RL_IO_PullKeyD |  |  |  |  | 10025 | D6 | Integrated | FL4-60C
FC4-60C | HBF Feed Box C | The Washery / Fine Coal / Filtration / HBF-C | Feed Box | FC4_60C | [6 empty] | Coal (Product) | TK4-16
FV4-60C.2 | HBF-C Fresh Water Valve | The Washery / Fine Coal / Filtration / HBF-C | Butterfly On/Off Valve | FV4_60C_2 | VF1-43-40 | V0300 |  |  | 10025 | D9 | Fresh Water | V2814
V2814 | HBF-C Fresh Water Flow Valve Isolator | The Washery / Fine Coal / Filtration / HBF-C | Manual Ball Valve, Water Isolation Valve |  | VB1-01-40 | V2814 |  |  | 10025 | E9 | Fresh Water | Fresh Water Ring Main
LT4-60C.1 | HPF-C Level Transmitter | FL4-60C | Level Transmitter | LIC4_60C_1 |  |  |  |  | 10025 | B7
V0522 | HBF-C Fresh Water Isolator | The Washery / Fine Coal / Filtration / HBF-C | Manual Ball Valve, Water Isolation Valve |  | VB1-01-25 | V0522 |  |  | 10025 | E9 | Fresh Water | FV4-60C.2
PU4-62B | Vacuum Pump B | The Washery / Fine Coal / Filtration / HBF-B | Pump | PU4_62B |  |  |  |  | 10024 | F4 | AC Power | PU4-62B Drive | Monitors | PU4-62B Drive
| PU4-62B Drive | PU4-62B | Fixed Speed Drive | PU4_62B |  |  |  |  | 10024 | F4
PU4-62C | Vacuum Pump C | The Washery / Fine Coal / Filtration / HBF-C | Pump | PU4_62C |  |  |  |  | 10025 | F4 | AC Power | PU4-62C Drive | Monitors | PU4-62C Drive
| PU4-62C Drive | PU4-62C | Fixed Speed Drive | PU4_62C |  |  |  |  | 10025 | F4
PV4-61C | Filtrate Receiver C | The Washery / Fine Coal / Filtration / HBF-C | Air Receiver, Level Monitored | LC4_61C_1 |  |  |  |  | 10025 |  | Vacuum Air | PU4-62C
PV4-61B | Filtrate Receiver B | The Washery / Fine Coal / Filtration / HBF-B | Air Receiver, Level Monitored | LC4_61B_1 |  |  |  |  | 10024 |  | Vacuum Air | PU4-62B
LIC4-61C.1 | Filtrate Receiver C Level Controller | PV4-61C | Level Controller | LC4_61C_1 |  |  |  |  | 10025
LIC4-61B.1 | Filtrate Receiver B Level Controller | PV4-61B | Level Controller | LC4_61B_1 |  |  |  |  | 10024
PU5-3C | HBF Cloth Wash Pump | The Washery / Fine Coal / Filtration | Pump | PU5_3C |  |  |  | 1 | 10034 | C5 | AC Power | PU5-3C Drive | Monitors | PU5-3C Drive | Clarified Water | TK5-1B
| PU5-3C Drive | PU5-3C | Fixed Speed Drive | PU5_3C |  |  |  |  | 10034 | C5
PU4-63B | Filtrate Pump B | The Washery / Fine Coal / Filtration / HBF-B | Pump | PU4_63B |  |  |  |  | 10023 | F10 | AC Power | PU4-63B Drive | Monitors | PU4-63B Drive | Reject (Product) | PV4-61A
| PU4-63B Drive | PU4-63B | Fixed Speed Drive | PU4_63B |  |  |  |  | 10023 | F10
PU4-66B | Cloth Wash Return Pump B | The Washery / Fine Coal / Filtration / HBF-B | Pump | PU4_66B |  |  |  |  | 10023 | G10 | AC Power | PU4-66B Drive | Monitors | PU4-66B Drive
| PU4-66B Drive | PU4-66B | Fixed Speed Drive | PU4_66B |  |  |  |  | 10023 | G10
PU4-63C | Filtrate Pump C | The Washery / Fine Coal / Filtration / HBF-C | Pump | PU4_63C |  |  |  |  | 10023 | F10 | AC Power | PU4-63C Drive | Monitors | PU4-63C Drive
| PU4-63C Drive | PU4-63C | Fixed Speed Drive | PU4_63C |  |  |  |  | 10023 | F10
PU4-66C | Cloth Wash Return Pump C | The Washery / Fine Coal / Filtration / HBF-C | Pump | PU4_66C |  |  |  |  | 10023 | G10 | AC Power | PU4-66C Drive | Monitors | PU4-66C Drive
| PU4-66C Drive | PU4-66C | Fixed Speed Drive | PU4_66C |  |  |  |  | 10023 | G10
TK4-65C | Cloth Wash Return Sump C | The Washery / Fine Coal / Filtration / HBF-C | Sump | TK4_65C |  |  |  |  | 10025 | F9
FL4-50A | Belt Press Filter A | The Washery / Tailings / Dewatering | Belt Press Filter, Level Monitored,Speed Controlled | FL4_53A |  |  |  |  | 10027 | G9 | Tailings (Product) | MX4-50A2 | Clarified Water | V0669 | Monitors | FL4-50A Drive,LT4-50A.1 | AC Power | FL4-50A Drive
| FL4-50A Drive | FL4-50A | Variable Speed Drive | FL4_53A |  |  |  |  | 10026 | G4
FL4-50B | Belt Press Filter B | The Washery / Tailings / Dewatering | Belt Press Filter, Level Monitored,Speed Controlled | FL4_53B |  |  |  |  | 10027 | C9 | Tailings (Product) | MX4-50B2 | Clarified Water | V0557,V0559 | Monitors | FL4-50B Drive,LT4-50B.1 | AC Power | FL4-50B Drive
| FL4-50B Drive | FL4-50B | Variable Speed Drive | FL4_53B |  |  |  |  | 10026 | G4
TK4-40 | Slimes Tank | The Washery / Tailings / Dewatering | Tank | TK4_40 |  |  |  |  | 10027 | B2 | Product (Product) | PU4-39A,PU4-39B
AG4-40 | Slimes Tank Agitator | TK4-40 | Agitator | AG4_40 |  |  |  |  | 10027 | B2
| AG4-40 Drive | AG4-40 | Fixed Speed Drive | AG4_40 |  |  |  |  | 10026 | G4
MX4-50B1 | BPF Inline Mixer B1 | The Washery / Tailings / Dewatering | Inline Mixer | MX4_50B1 |  |  |  |  | 10027 | C6 | Tailings (Product) | FT4-41B.1
MX4-50B2 | BPF Inline Mixer B2 | The Washery / Tailings / Dewatering | Inline Mixer | MX4_50B2 |  |  |  |  | 10027 | C6 | Tailings (Product) | MX4-50B1
MX4-50A1 | BPF Inline Mixer A1 | The Washery / Tailings / Dewatering | Inline Mixer | MX4_50A1 |  |  |  |  | 10027 | C6 | Tailings (Product) | FT4-41A.1
MX4-50A2 | BPF Inline Mixer A2 | The Washery / Tailings / Dewatering | Inline Mixer | MX4_50A2 |  |  |  |  | 10027 | C6 | Tailings (Product) | MX4-50A1
UP4-53A | Belt Press Underpan - A | FL4-50A | Underpan | UP4_53A |  |  |  |  | 10027
UP4-53B | Belt Press Underpan - B | FL4-50B | Underpan | UP4_53B |  |  |  |  | 10027
CH4-53A | Belt Press Filter Discharge Chute | FL4-50A | Chute Type 3 | CH4_53A |  |  |  |  | 10027
CH4-53B | Belt Press Filter Discharge Chute | FL4-50B | Chute Type 3 | CH4_53B |  |  |  |  | 10027
LT4-50A.1 | Belt Press Filter A Level Transmitter | FL4-50A | Level Transmitter, Level Alarm Monitor | LT4_50A_1 |  |  |  |  | 10027
LT4-50B.1 | Belt Press Filter B Level Transmitter | FL4-50B | Level Transmitter, Level Alarm Monitor | LT4_50B_1 |  |  |  |  | 10027
ZS4-50A.1 | BPF-A Belt Drift - East | FL4-50A | Drift Switch | FL4_53A_Alm_DriftOWS |  |  |  |  | 10026 | B3 | Integrated | FL4-50A
ZS4-50A.2 | BPF-A Belt Drift - West | FL4-50A | Drift Switch | FL4_53A_Alm_DriftWS |  |  |  |  | 10026 | B3 | Integrated | FL4-50A
HSS4-50A.1 | BPF-A Pull Wire - East | FL4-50A | Pull Wire | FL4_53A_RL_IO_PullKeyA |  |  |  |  | 10026 | B3 | Integrated | FL4-50A
HSS4-50A.2 | BPF-A Pull Wire - West | FL4-50A | Pull Wire | FL4_53A_RL_IO_PullKeyB |  |  |  |  | 10026 | B3 | Integrated | FL4-50A
ZS4-50B.1 | BPF-B Belt Drift - East | FL4-50B | Drift Switch | FL4_53B_Alm_DriftOWS |  |  |  |  | 10026 | B3 | Integrated | FL4-50B
ZS4-50B.2 | BPF-B Belt Drift - West | FL4-50B | Drift Switch | FL4_53B_Alm_DriftWS |  |  |  |  | 10026 | B3 | Integrated | FL4-50B
HSS4-50B.1 | BPF-B Pull Wire - East | FL4-50B | Pull Wire | FL4_53B_RL_IO_PullKeyA |  |  |  |  | 10026 | B3 | Integrated | FL4-50B
HSS4-50B.2 | BPF-B Pull Wire - West | FL4-50B | Pull Wire | FL4_53B_RL_IO_PullKeyB |  |  |  |  | 10026 | B3 | Integrated | FL4-50B
PU4-41A | BPF Feed Pump A | The Washery / Tailings / Dewatering | Pump,Speed Controlled | PU4_41A |  |  |  |  | 10026 | G4 | Tailings (Product) | FV4-41A.1
| PU4-41A Drive | PU4-41A | Variable Speed Drive | PU4_41A |  |  |  |  | 10026 | G4
PU4-41B | BPF Feed Pump B | The Washery / Tailings / Dewatering | Pump,Speed Controlled | PU4_41B |  |  |  |  | 10026 | G4 | Tailings (Product) | FV4-41B.1
| PU4-41B Drive | PU4-41B | Variable Speed Drive | PU4_41B |  |  |  |  | 10026 | G4
FV4-41A.1 | Slimes Tank Outlet Valve A | TK4-40 | Knife On/Off Valve | FV4_41A_1 | VK3-43-100 | V0210 |  |  | 10026 | D4 | Tailings (Product) | TK4-40
FV4-41B.1 | Slimes Tank Outlet Valve B | TK4-40 | Knife On/Off Valve | FV4_41B_1 | VK3-43-100 | V0211 |  |  | 10026 | D5 | Tailings (Product) | TK4-40
FT4-41A.1 | Belt Press A Slurry Flow Transmitter | The Washery / Tailings / Dewatering | Slurry Flow Transmitter | FT4_41A_1 |  |  |  |  | 10026 | G6 | Tailings (Product) | PU4-41A
FT4-41B.1 | Belt Press B Slurry Flow Transmitter | The Washery / Tailings / Dewatering | Slurry Flow Transmitter | FT4_41B_1 |  |  |  |  | 10026 | G6 | Tailings (Product) | PU4-41B
BN4-51 | BPF Discharge Pit | The Washery / Storage and Stockpiles | Stockpile | BN4_51 |  |  |  |  | 10026 |  | Reject (Product) | CH4-53B
TK4-73 | BPF Cloth Wash Return Sump | The Washery / Tailings / Dewatering | Tank | TK4_73 |  |  |  |  | 10026 |  | Tailings (Product) | UP4-53B
PU4-49 | BPF Clarified Water Pump | The Washery / Tailings / Dewatering | Pump | PU4_49 |  |  |  |  | 10026 | G4 | Clarified Water | TK5-1B
| PU4-49 Drive | PU4-49 | Fixed Speed Drive | PU4_49 |  |  |  |  | 10026 | G4
PU5-3A | Clarified Water Hosing Pump A | The Washery / Tailings / Dewatering | Pump | PU5_3A |  |  |  |  | 10026 | G4 | Clarified Water | TK5-1B
| PU5-3A Drive | PU5-3A | Fixed Speed Drive | PU5_3A |  |  |  |  | 10026 | G4
V0557 | BPF-A Clarified Water Isolation Valve | The Washery / Tailings / Dewatering | Manual Knife Valve, Water Isolation Valve |  | VK1-02-80 |  |  |  | 10033 |  | Clarified Water | V1035
V0669 | BPF-B Clarified Water Isolation Valve | The Washery / Tailings / Dewatering | Manual Knife Valve, Water Isolation Valve |  | VK1-02-100 |  |  |  | 10033 |  | Clarified Water | V1035
V1035 | BPF Clarified Water Pump Isolation Valve | PU4-49 | Manual Knife Valve, Water Isolation Valve |  | VK1-02-150 |  |  |  | 10033 |  | Clarified Water | PU4-49
V0559 | BPF-A Hosing Water Isolation Valve | The Washery / Tailings / Dewatering | Manual Knife Valve, Water Isolation Valve |  | VG1-02-50 |  |  |  | 10033 |  | Clarified Water | PU5-3A
BN1-16A | Coarse Coal Bin A | Conveyor Systems / Coarse Coal Conveyors | Product Bin, Level Monitored | BN1_16A |  |  |  |  | 10050 | D6 | Coarse Coal (Product) | CV1-15 | Monitors | LT1-16A.1
BN1-16B | Coarse Coal Bin B | Conveyor Systems / Coarse Coal Conveyors | Product Bin, Level Monitored | BN1_16B |  |  |  |  | 10050 | D7 | Coarse Coal (Product) | CV1-15 | Monitors | LT1-16A.2 | Profile | BN1-16A
BN1-16C | Coarse Coal Bin C | Conveyor Systems / Coarse Coal Conveyors | Product Bin, Level Monitored | BN1_16C |  |  |  |  | 10050 | D8 | Coarse Coal (Product) | CV1-15 | Monitors | LT1-16A.3 | Profile | BN1-16B
LT1-16A.1 | Coase Coal Bin A Level Transmitter | BN1-16A | Level Transmitter | LT1_16A_1 |  |  |  |  | 10050 | D6
LT1-16A.2 | Coase Coal Bin B Level Transmitter | BN1-16B | Level Transmitter | LT1_16A_2 |  |  |  |  | 10050 | D6 | Profile | LT1-16A.1
LT1-16A.3 | Coase Coal Bin C Level Transmitter | BN1-16C | Level Transmitter | LT1_16A_3 |  |  |  |  | 10050 | D6 | Profile | LT1-16A.2
LT1-22.1 | Fine Coal Bin C Level Transmitter | BN1-22C | Level Transmitter, Level Alarm Monitor | LT1_22_1 |  |  |  |  | 10007 | D6 | Profile | LT1-22.3
LT1-22.2 | Fine Coal Bin A Level Transmitter | BN1-22A | Level Transmitter, Level Alarm Monitor | LT1_22_2 |  |  |  |  | 10007 | D6
LT1-22.3 | Fine Coal Bin B Level Transmitter | BN1-22B | Level Transmitter, Level Alarm Monitor | LT1_22_3 |  |  |  |  | 10007 | D6 | Profile | LT1-22.2
LT6-4A.1 | Coking Coal Bin A Level Transmitter | BN6-4A | Level Transmitter, Level Alarm Monitor | LT6_4A_1 |  |  |  |  | 10007 | D6 | Profile | LT1-22.3
LT6-4B.1 | Coking Coal Bin B Level Transmitter | BN6-4B | Level Transmitter, Level Alarm Monitor | LT6_4B_1 |  |  |  |  | 10007 | D6
LT6-4C.1 | Coking Coal Bin C Level Transmitter | BN6-4C | Level Transmitter, Level Alarm Monitor | LT6_4C_1 |  |  |  |  | 10007 | D6 | Profile | LT1-22.2
LT6-7.1 | Reject Bin Level Transmitter | BN6-7 | Level Transmitter, Level Alarm Monitor | LT6_7_1 |  |  |  |  | 10030 | G8

## _Re-Integration
TK4-14 | Coal Thickener Tank | 259.6, 426.4, 0.0¦219.5, 78.2, 219.5¦0.0, 0.0, 0.0
TK4-38 | Tailings Thickener | 260.3, 65.3, 0.0¦220.7, 78.2, 220.7¦0.0, 0.0, 0.0
CY4-32H | Tailings Cyclone H | 441.3, 224.2, 100.0¦7.8, 19.3, 7.8¦0.0, 0.0, 0.0
CY4-32G | Tailings Cyclone G | 441.3, 233.7, 100.0¦7.8, 19.3, 7.8¦0.0, 0.0, 0.0
CY4-32F | Tailings Cyclone F | 441.3, 243.5, 100.0¦7.8, 19.3, 7.8¦0.0, 0.0, 0.0
CY4-32E | Tailings Cyclone E | 441.3, 253.1, 100.0¦7.8, 19.3, 7.8¦0.0, 0.0, 0.0
PU5-2 | Clarified Water Circulating Pump | 444.88, 251.48,0¦13.716032981873,13.716032981873,13.716032981873¦0,0,0
FCV4-4C.1 | FB-C Cell 1-3 Air Agitation Flow Control Valve | 446.7, 536.4, 100.0¦0.4, 2.4, 2.4¦359.9, 87.0, 358.0
AG4-4C1 | Flotation Cell Agitator C1 | 447.15, 500.71,100¦9.6362180709839,9.6362180709839,9.6362180709839¦0,0,0
AG4-4C6 | Flotation Cell Agitator C6 | 447.2, 356.1, 100.0¦9.6, 9.6, 9.6¦0.0, 0.0, 0.0
AG4-4C5 | Flotation Cell Agitator C5 | 447.2, 381.4, 100.0¦9.6, 9.6, 9.6¦0.0, 0.0, 0.0
AG4-4C4 | Flotation Cell Agitator C4 | 447.2, 409.4, 100.0¦9.6, 9.6, 9.6¦0.0, 0.0, 0.0
AG4-4C3 | Flotation Cell Agitator C3 | 447.2, 446.2, 100.0¦9.6, 9.6, 9.6¦0.0, 0.0, 0.0
AG4-4C2 | Flotation Cell Agitator C2 | 447.2, 473.5, 100.0¦9.6, 9.6, 9.6¦0.0, 0.0, 0.0
FCV4-4C.2 | FB-C Cell 4-6 Air Agitation Flow Control Valve | 449.7, 536.4, 100.0¦0.4, 2.4, 2.4¦359.9, 87.0, 358.0
BX4-32A | Tailings Classifying Cyclone Overflow Box | 451.0, 205.2, 97.2¦28.2, 5.8, 10.9¦0.0, 0.0, 0.0
TK4-27 | Coal Thickener Overflow Sump | 454.14, 391.05,0¦31.462003707886,31.462003707886,31.462003707886¦0,0,0
PU4-47C | HBF Feed Pump C | 459.04, 345.26,0¦13.273393630981,13.273393630981,13.273393630981¦0,0,0
TK4-11 | Flotation Concentrate Sump | 462.46, 431.59,0¦40.547897338867,40.547897338867,40.547897338867¦0,0,0
CY4-32D | Tailings Cyclone D | 463.6, 223.1, 100.0¦7.8, 19.3, 7.8¦0.0, 0.0, 0.0
CY4-32C | Tailings Cyclone C | 463.6, 232.7, 100.0¦7.8, 19.3, 7.8¦0.0, 0.0, 0.0
CY4-32B | Tailings Cyclone B | 463.6, 242.2, 100.0¦7.8, 19.3, 7.8¦0.0, 0.0, 0.0
CY4-32A | Tailings Cyclone A | 463.6, 252.0, 100.0¦7.8, 19.3, 7.8¦0.0, 0.0, 0.0
CY4-13D | Concentrate Thickening Cyclone D | 477.0, 337.2, 100.0¦7.8, 19.3, 7.8¦0.0, 0.0, 0.0
CY4-13C | Concentrate Thickening Cyclone C | 481.4, 349.3, 100.0¦7.8, 19.3, 7.8¦0.0, 0.0, 0.0
PU4-47B | HBF Feed Pump B | 488.40, 315.20,0¦7.6812620162964,7.6812620162964,7.6812620162964¦0,0,0
CY4-13A | Concentrate Thickening Cyclone A | 491.3, 332.9, 100.0¦7.8, 19.3, 7.8¦0.0, 0.0, 0.0
CY4-13B | Concentrate Thickening Cyclone B | 494.6, 346.1, 100.0¦7.8, 19.3, 7.8¦0.0, 0.0, 0.0
PU4-43 | Tailings Floor Sump Pump | 504.03, 455.62,0¦11.756588935852,11.756588935852,11.756588935852¦0,0,0
AG4-16 | Filter Feed Sump Agitator | 509.0, 346.3, 34.7¦35.7, 21.4, 37.1¦0.0, 0.0, 0.0
TK4-16 | Filter Feed Sump | 509.37, 345.96,0¦38.442493438721,38.442493438721,38.442493438721¦0,0,0
PU4-12 | FB-C Conc. Sump Outlet Pump | 511.78, 429.79,0¦13.953427314758,13.953427314758,13.953427314758¦0,0,0
TK4-30C | FB-C Flotation Tailings Sump | 513.14, 482.97,0¦25.870145797729,25.870145797729,25.870145797729¦0,0,0
AG4-4A2 | Flotation Cell Agitator A2 | 532.5, 630.9, 100.0¦10.9, 10.9, 10.9¦0.0, 0.0, 0.0
AG4-4A3 | Flotation Cell Agitator A3 | 532.5, 656.5, 100.0¦10.9, 10.9, 10.9¦0.0, 0.0, 0.0
AG4-4A4 | Flotation Cell Agitator A4 | 532.5, 697.5, 100.0¦10.9, 10.9, 10.9¦0.0, 0.0, 0.0
AG4-4A5 | Flotation Cell Agitator A5 | 532.5, 722.7, 100.0¦10.9, 10.9, 10.9¦0.0, 0.0, 0.0
AG4-4A6 | Flotation Cell Agitator A6 | 532.5, 750.8, 100.0¦10.9, 10.9, 10.9¦0.0, 0.0, 0.0
AG4-4A1 | Flotation Cell Agitator A1 | 532.53, 605.29,100¦10.924028396606,10.924028396606,10.924028396606¦0,0,0
PU4-31A | Flotation Tailings Pump C | 536.24, 767.63,0¦15.688945770264,15.688945770264,15.688945770264¦0,0,0
DT4-3 | Flotation Feed Distributor | 564.6, 554.1, 100.0¦53.5, 6.3, 21.8¦0.0, 0.0, 0.0
TK4-1B | Flotation Feed Sump B | 565.64, 361.34,0¦26.565824508667,26.565824508667,26.565824508667¦0,0,0
TK4-1A | Flotation Feed Sump A | 565.64, 400.48,0¦24.468656539917,24.468656539917,24.468656539917¦0,0,0
TK4-30A | FB-A Flotation Tailings Sump | 572.72, 765.98,0¦35.186100006104,35.186100006104,35.186100006104¦0,0,0
DT3-11B | Feedbox B | 581.1, 329.2, 100.0¦15.6, 6.6, 7.7¦0.0, 0.0, 0.0
SI3-4F | Desliming Sieve Bend F | 586.57, 414.31,50¦16.666152954102,16.666152954102,16.666152954102¦0,0,0
SN3-5F | Desliming Screen F | 588.1, 383.1, 100.0¦35.8, 15.0, 25.9¦0.0, 90.0, 0.0
PU4-2B | Flotation Feed Pump B | 595.50, 389.68,0¦12.212036132812,12.212036132812,12.212036132812¦0,0,0
AG4-4B1 | Flotation Cell Agitator B1 | 596.0, 605.3, 100.0¦10.9, 10.9, 10.9¦0.0, 0.0, 0.0
AG4-4B2 | Flotation Cell Agitator B2 | 596.0, 630.9, 100.0¦10.9, 10.9, 10.9¦0.0, 0.0, 0.0
AG4-4B3 | Flotation Cell Agitator B3 | 596.0, 658.6, 100.0¦10.9, 10.9, 10.9¦0.0, 0.0, 0.0
AG4-4B4 | Flotation Cell Agitator B4 | 596.0, 697.5, 100.0¦10.9, 10.9, 10.9¦0.0, 0.0, 0.0
AG4-4B5 | Flotation Cell Agitator B5 | 596.0, 724.2, 100.0¦10.9, 10.9, 10.9¦0.0, 0.0, 0.0
AG4-4B6 | Flotation Cell Agitator B6 | 596.0, 746.6, 100.0¦10.9, 10.9, 10.9¦0.0, 0.0, 0.0
TK3-8B | Primary DMC Feed Sump B | 597.45, 345.61,0¦31.452783584595,31.452783584595,31.452783584595¦0,0,0
SN3-13E | Clean Coal Screen E | 599.8, 268.1, 100.0¦29.8, 15.0, 20.5¦0.0, 270.5, 0.0
SN3-5E | Desliming Screen E | 624.3, 383.1, 100.0¦35.8, 15.0, 25.9¦0.0, 90.0, 0.0
DT3-3B | Feedbox | 626.1, 426.4, 100.0¦25.6, 7.6, 13.5¦0.0, 0.0, 0.0
SI3-4E | Desliming Sieve Bend E | 626.39, 413.38,50¦14.814604759216,14.814604759216,14.814604759216¦0,0,0
PU3-9B | Primary DMC Feed Pump B | 628.91, 354.00,0¦12.572944641113,12.572944641113,12.572944641113¦0,0,0
PU3-21B | Correct Medium Pump - B | 630.05, 223.57,0¦6.9591822624207,6.9591822624207,6.9591822624207¦0,0,0
CY3-10B.2 | Primary Dense Medium Cyclone B2 | 638.7, 201.6, 100.0¦7.8, 19.3, 7.8¦0.0, 0.0, 0.0
FN4-5 | Flotation Cell Blower | 643.1, 763.8, 19.8¦39.8, 41.1, 36.2¦0.0, 0.0, 0.0
SN3-13D | Clean Coal Screen D | 653.6, 268.1, 100.0¦29.8, 15.0, 20.5¦0.0, 270.5, 0.0
TK3-20B | Correct Medium Sump B | 654.76, 223.57,0¦27.033344268799,27.033344268799,27.033344268799¦0,0,0
SN3-5D | Desliming Screen D | 659.5, 383.1, 100.0¦35.8, 15.0, 25.9¦0.0, 90.0, 0.0
SI3-4D | Desliming Sieve Bend D | 659.73, 414.31,50¦14.810385704041,14.810385704041,14.810385704041¦0,0,0
SN3-16B | Primary Cyclone Underflow Screen B | 661.8, 195.9, 50.0¦29.8, 15.0, 23.4¦0.0, 0.0, 0.0
CY3-10B.1 | Primary Dense Medium Cyclone B1 | 667.3, 201.6, 100.0¦7.8, 19.3, 7.8¦0.0, 0.0, 0.0
SE8-29A | Oil / Water Separator | 686.61, 690.95,0¦10.058720588684,10.058720588684,10.058720588684¦0,0,0
DT3-28A | Overdense Medium Splitter Box | 690.91, 200.17,100¦11.449043273926,11.449043273926,11.449043273926¦0,0,0
TK3-22A | Dilute Medium Sump A | 694.15, 222.80,0¦26.247730255127,26.247730255127,26.247730255127¦0,0,0
SN3-13C | Clean Coal Screen C | 694.8, 268.1, 100.0¦29.8, 15.0, 20.5¦0.0, 270.5, 0.0
SI3-4C | Desliming Sieve Bend C | 694.92, 413.38,50¦15.736415863037,15.736415863037,15.736415863037¦0,0,0
SN3-5C | Desliming Screen C | 695.4, 383.1, 100.0¦35.8, 15.0, 25.9¦0.0, 90.0, 0.0
PV8-26B | Plant Air Receiver B | 696.67, 689.58,0¦12.342128753662,12.342128753662,12.342128753662¦0,0,0
PT8-26A.1 | Instrument Air Pressure Transmitter | 696.8, 672.3, 3.8¦0.6, 1.0, 0.6¦360.0, 179.0, 1.0
CM8-25 | Package Air Compressor 3 | 701.2, 712.5, 0.0¦26.0, 11.6, 13.7¦0.0, 0.0, 0.0
CM8-24 | Package Air Compressor 2 | 701.2, 740.1, 0.0¦26.0, 11.6, 13.7¦0.0, 0.0, 0.0
CM8-23 | Package Air Compressor 1 | 701.2, 768.7, 0.0¦26.0, 11.6, 13.7¦0.0, 0.0, 0.0
DY8-28B | Instrument Air Drier B | 701.47, 671.06,0¦7.3217725753784,7.3217725753784,7.3217725753784¦0,0,0
PV8-26A | Plant Air Receiver A | 713.81, 688.67,0¦12.354365348816,12.354365348816,12.354365348816¦0,0,0
DY8-28A | Instrument Air Drier A | 715.9, 671.1, 0.0¦7.3, 7.3, 7.3¦0.0, 0.0, 0.0
SN3-16A | Primary Cyclone Underflow Screen A | 719.2, 195.4, 50.0¦29.8, 15.0, 24.4¦0.0, 0.0, 0.0
CY3-10A.2 | Primary Dense Medium Cyclone A2 | 726.3, 201.6, 100.0¦7.8, 19.3, 7.8¦0.0, 0.0, 0.0
SN3-5B | Desliming Screen B | 732.5, 383.1, 100.0¦35.8, 15.0, 25.9¦0.0, 90.0, 0.0
TK3-20A | Correct Medium Sump A | 732.76, 223.19,0¦25.477802276611,25.477802276611,25.477802276611¦0,0,0
TK3-8A | Primary DMC Feed Sump A | 732.94, 344.91,0¦30.532110214233,30.532110214233,30.532110214233¦0,0,0
SI3-4B | Desliming Sieve Bend B | 733.35, 413.84,50¦14.812817573547,14.812817573547,14.812817573547¦0,0,0
SN3-13B | Clean Coal Screen B | 734.1, 268.1, 100.0¦29.8, 15.0, 20.5¦0.0, 270.5, 0.0
DT3-3A | Feedbox | 734.6, 426.4, 100.0¦25.6, 7.6, 13.5¦0.0, 0.0, 0.0
PU3-2B | Small Coal Pump B | 749.90, 424.66,0¦14.414436340332,14.414436340332,14.414436340332¦0,0,0
PU3-21A | Correct Medium Pump - A | 757.85, 223.57,0¦6.1869654655457,6.1869654655457,6.1869654655457¦0,0,0
CY3-10A.1 | Primary Dense Medium Cyclone A1 | 758.2, 201.6, 100.0¦7.8, 19.3, 7.8¦0.0, 0.0, 0.0
SI3-4A | Desliming Sieve Bend A | 772.71, 413.38,50¦17.585493087769,17.585493087769,17.585493087769¦0,0,0
SN3-13A | Clean Coal Screen A | 772.8, 268.1, 100.0¦29.8, 15.0, 20.5¦0.0, 270.5, 0.0
SN3-5A | Desliming Screen A | 773.1, 383.1, 100.0¦35.8, 15.0, 25.9¦0.0, 90.0, 0.0
TK3-1A | Fine Coal Feed Sump A | 777.48, 452.23,0¦37.320030212402,37.320030212402,37.320030212402¦0,0,0
DT3-11A | Feedbox A | 789.54, 329.76,100¦11.187456130981,11.187456130981,11.187456130981¦0,0,0
PU3-2A | Small Coal Pump A | 805.47, 424.23,0¦13.577658653259,13.577658653259,13.577658653259¦0,0,0
TK3-1C | Fine Coal Feed Sump C | 817.14, 661.41,0¦39.762237548828,39.762237548828,39.762237548828¦0,0,0
PU3-2C | Small Coal Pump C | 854.69, 661.96,0¦12.147465705872,12.147465705872,12.147465705872¦0,0,0